## Summary
Summary - |  |  |  | Laptop Summary
Sl No | Devices | Total | Remarks |  | Count
1 | Servers | 2 |  | Servers | 17
2 | Network Devices | 57 |  | Network Devices | 53
3 | IP Phones | 136 |  | IP Phones | 90
7 | CCTV | 164 |  | CCTV | 164
5 | UPS | 18 |  | UPS | 2
8 | APs | 212 |  | APs | 218
6 | Printers | 3 |  | Printers | 9
9 | Chrome Books | 33 |  | Chrome Books | 26
10 | Macbooks&iMacs | 61 |  | Macbooks&iMacs | 31
11 | Laptops | 79 |  | Laptops | 363
12 | iPads | 183 | -35 very old ipads | iPads | 151
13 | Desktops | 105 |  | Desktops | 410
14 | Projectors | 62 |  | Projectors | 172
15 | TV | 97
Note on A1: [Threaded comment] Your version of Excel allows you to read this threaded comment; however, any edits to it will get removed if the file is opened in a newer version of Excel. Learn more: https://go.microsoft.com/fwlink/?linkid=870924 Comment: @kavvaikkarana@thebsbh.com - Previuos GC02 PC - I moved to decommission List Desktop sheet- Faulty

## Active Servers
| BSB Server | 2
CN | Asset Name | Description | Roles | IP | Type of Server | Model | Specs | S/N
#NAME? | BSBSV003 | BACKUP Server | Symantec BackupExec | 192.168.16.3 | Rack Mountable | HP ProLiant DL 160 G9 | Windows Server 2019 Std, RAM 16 GB, Intel Xeone 1.7 GHZ (8 Core) | CZ265003H3
#NAME? | BSBSV005 | Virtualization Server (Vmware Free) |  | 192.168.16.5 | Rack Mountable | HP ProLiant DL380P G8 | Vmware ESXi 8.0 Update 3, RAM 32 GB, Intel Xeone E5 2609, 2.4 GHZ | CZ23190846
#NAME? | BSBSV040 | New Hyper V hosting server | New Hyper V host | 10.4.0.40 | Rack Mountable | HP Proliant DL380 G11 | Windows Server 2022 Std, RAM 64 GB, INTEL(R) XEON(R) SILVER 4510 2.40 GHz | CZ2D2B08R0
#NAME? | BSBSV041 | BioTime 8.5 - New Attendance server | Hyper V hosted in SV040 | 10.4.0.41 | Virtual | Hyper V
#NAME? | BSBSV042 | Biostart Acces Control server | Acces Controle | 10.4.0.42 | Virtual | Hyper V
#NAME? | BSBSV043 | Standing screen MPS server | https://10.4.0.43:8443 | 10.4.0.43 | Virtual | Hyper V
#NAME? | BSBSV008 | Tally Server |  | 10.4.20.8
#NAME? | BSBSV015 | New DC and DNS | New DC and DNS | 192.168.16.15 | HP Rack Mountable | ProLiant Gen10 | Windows Server 2019 - standard
#NAME? | BSBSV016 | Active Directory Sync - for MPS and 365 | Active Directory Sync | 192.168.16.16 | Virtual Server |  | Windows Server 2019(Hyper V)
10 | MENASRV | MENA Tally Cloud server | Tally Cloud server for MENA schools |  | Managed by Supplier |  | Through RDP access
11 | BSB045 | ESXi 8.0 U2 virtual machine | Backup | 192.168.16.18 | Virtual Server | VM on VMWare | Microsoft Windows Server 2022 (64-bit), 8GB, 200GB HDD

## Decomm Servers (hidden)
BSB Decommis Server
CN | Asset Name | Description | Roles | IP | Type of Server | Model | Specs | S/N
1 | BSBSV002 | Print Server- Equitrac | Print Server-Equitrac-MPS | 192.168.16.2 | Rack Mountable | PowerEdge R340 | Windows Server 2012 R2 Std, RAM 16 GB, Intel Xeone 3.8 GHZ (12 Core) | 8DBQSY2 | Shutdown
2 | BSBSV008 | Print Server - VM | Print Server(old)& Tally License server | 192.168.104.8 | Virtual Server |  | Windows Server 2012 Std, RAM 4 GB | VM | 192.168.16.8 (Old IP) | Migrated
3 | BSBSV010 | Domain Controller | DC, DHCP, DNS, RADIUS | 192.168.16.10 | Virtual Server |  | Windows Server 2012 Std, RAM 4 GB | VM | Migrated to SV015
4 | BSBSV006 | Biometric Server | Paylite | 192.168.16.6 | Rack Mountable | PowerEdge 2850 | Windows Server 2012 Std, RAM 8 GB, Intel Xeone 3.2 GHZ (2 Processors) | G03092J | Migrated to VM
5 | BSBSV009 | Linux Server (Debian Jessie) | Ticketing System - Request Tracker | 192.168.16.9 | Desktop | Dell Optiplex 9020 | Linux Debian, RAM 8 GB, i7 | 96Z2TBX
6 | BSBSV011 | Additional Domain Controller | ADC, DHCP, DNS & Azure AD connector | 192.168.16.11 | Desktop | Dell Optiplex 7040 | Windows Server 2012 R2 Std, RAM 8 GB, Intel Core i7 3.4 GHZ | 5V0XZB2 | Shutdown
7 | BSBSV019 | Ubuntu | Ticketing System - for FM | 192.168.16.19 | Desktop | Lenova Think Centre M910s | Linux Debian, RAM 16 GB, i7 | PC0WSY0U
8 | BSBSV020 | File Server | De-duplication enabled File Server. | 192.168.16.20 | Rack Mountable- Own Rack | EMC VNX 5200 | EMC VNX5200 5.3 TB + 10.5 TB ( 2 TBx 9 with RAID 10) | CKM00142300959 | Shutdown - last full back up on tapes
9 | BSBSV012 | Biostar access control | Biostar access control | 192.168.16.12 | Rack Mountable | PowerEdge 2850 | Windows Server 2012 Std, RAM 10 GB, Intel Xeone 3.2 GHZ | J03092J | Migrated to new VM
10 | BSBSV004 | Virtualization Server (Vmware Free) | None | 192.168.16.4 | Rack Mountable | HP ProLiant DL380 G5 | Vmware ESXi 5.1, RAM 12 GB, Quad Core ( 4x2.5 GHz) | C2C8334XF1
11 | BSBSV030 | ADC - 2016 Server | ADC | 192.168.16.30 | Desktop | Dell Optiplex 7040 | windows Server 2016 standard , RAM 12 GB, Intel Core i7 3.4 GHz
12 | BSBDT548 | MPS Streamline server and Standing screen MPS | Streamline | (http://192.168.102.50:8080/index.html) | Desktop | Dell Optiplex 7040 | Windows 10, 256SD, 16GB RAM, i7-7th Gen |  | Migrated
13 | BSBSV013 | Biotime Attendance Server | Biotime 8.5 | 192.168.102.5 |  |  | Windows Server 2012 |  | Migrated
14 | BSBSV025 | MyQ MPS Server | MyQ MPS | 192.168.16.25 | Desktop (iWorld) |  | Win 11 |  | Moved to Azure

## Network Devices
| BSB Network Devices | 57
Network - Device Details & Locations
CN | Device Name | Model | Management IP | Location | Access Methods | IOS Version/Boot Code Version
1 | BSB-AD-GF-MB-SW1 | WS-C2960X-48FPS-L | 192.168.99.196 | Admin Building | SSH | C2960X-UNIVERSALK9-M
2 | BSB-AD-GF-MB-SW2 | WS-C2960X-48FPS-L | 192.168.99.197 | Admin Building | SSH | C2960X-UNIVERSALK9-M
3 | BSB-IN-GF-MB-SW1 | WS-C2960X-48FPS-L | 192.168.99.198 | Infant- GF - Main Building. (Infant sports Hall) | SSH | C2960X-UNIVERSALK9-M
4 | BSB-IN-GF-MB-SW2 | WS-C2960X-48FPS-L | 192.168.99.199 | Infant- GF - Main Building. (Infant sports Hall) | SSH | C2960X-UNIVERSALK9-M
5 | BSB-IN-GF-PB-SW3 | WS-C2960X-48FPS-L | 192.168.99.200 | Infant- GF - Swimming Pool Building. | SSH | C2960X-UNIVERSALK9-M
6 | BSB-IN-GF-PB-SW4 | WS-C2960X-48FPS-L | 192.168.99.201 | Infant- GF - Swimming Pool Building. | SSH | C2960X-UNIVERSALK9-M
7 | l | WS-C2960X-48FPS-L | 192.168.99.202 | Infant- SF - Swimming Pool Building. (SF Corner) | SSH | C2960X-UNIVERSALK9-M
8 | BSB-IN-FF-PB-SW6 | WS-C2960X-48FPS-L | 192.168.99.225 | Infant - FF - ICT Lab (IN-02-201) | SSH
9 | BSB-SJ-GF-ICT-SW1 | WS-C2960X-48FPS-L | 192.168.99.203 | SJ - GF - A05 ( GF - Below server room) | SSH | C2960X-UNIVERSALK9-M
10 | BSB-SJ-GF-EB-SW2 | WS-C2960X-24PS-L | 192.168.99.204 | E Block- E7 (Outside block E07) | SSH | C2960X-UNIVERSALK9-M
11 | BSB-SJ-GF-ER-SW3 | WS-C2960X-48FPS-L | 192.168.99.205 | SJ - GF- Electrical Room (next to Junior Music - A16B Music) | SSH | C2960X-UNIVERSALK9-M
12 | BSB-SJ-GF-ER-SW4 | WS-C2960X-24PS-L | 192.168.99.206 | SJ - GF- Electrical Room (next to Junior Music - A16B Music) | SSH | C2960X-UNIVERSALK9-M
13 | BSB-SJ-GF-UR-SW5 | WS-C2960X-48FPS-L | 192.168.99.207 | SJ - GF- Utility Room (opposite A18) | SSH | C2960X-UNIVERSALK9-M
14 | BSB-SJ-FF-STR-SW1 | WS-C2960X-48FPS-L | 192.168.99.208 | SJ - FF- Student Data Files (Store Room) | SSH | C2960X-UNIVERSALK9-M
15 | BSB-SJ-FF-ER1-SW2 | WS-C2960X-48FPS-L | 192.168.99.209 | SJ - FF- Electrical Room (Next to S/J Staff Room) - B25 | SSH | C2960X-UNIVERSALK9-M
16 | BSB-SJ-FF-UR-SW3 | WS-C2960X-24PS-L | 192.168.99.210 | SJ - FF- Utility Room | SSH | C2960X-UNIVERSALK9-M
17 | BSB-SJ-FF-ICT-SW4 | WS-C2960X-48FPS-L | 192.168.99.211 | SJ - FF- B32 | SSH | C2960X-UNIVERSALK9-M
18 | BSB-SJ-FF-ICT-SW5 | WS-C2960X-48FPS-L | 192.168.99.212 | SJ - FF- B32 | SSH | C2960X-UNIVERSALK9-M
19 | BSB-SJ-FF-ICT-SW6 | WS-C2960X-24PS-L | 192.168.99.213 | SJ - FF- B32 | SSH | C2960X-UNIVERSALK9-M
20 | BSB-SJ-FF-ER2-SW7 | WS-C2960X-48FPS-L | 192.168.99.214 | SJ - FF- Electrical Room | SSH | C2960X-UNIVERSALK9-M
21 | BSB-SJ-FF-ER2-SW8 | WS-C2960X-24PS-L | 192.168.99.215 | SJ - FF- Electrical Room | SSH | C2960X-UNIVERSALK9-M
22 | BSB-SJ-FF-LIB-SW1 | WS-C2960X-48TS-L | 192.168.99.226 | SJ-FF-Library | SSH
23 | BSB-SJ-SF-STR-SW1 | WS-C2960X-48FPS-L | 192.168.99.216 | SJ - SF- Carrier Office (Store Room) | SSH | C2960X-UNIVERSALK9-M
24 | BSB-SJ-SF-UR-SW2 | WS-C2960X-48FPS-L | 192.168.99.217 | SJ - SF- Utility Room | SSH | C2960X-UNIVERSALK9-M
25 | BSB-SJ-SF-UR-SW3 | WS-C2960X-24PS-L | 192.168.99.218 | SJ - SF- Utility Room | SSH | C2960X-UNIVERSALK9-M
26 | BSB-SW-CORE1 | WS-C3850-24T-S | 192.168.99.254 | Server Room- FF | SSH | CAT3K_CAA-UNIVERSALK9 INSTALL
27 | BSB-SW-DIST1 | WS-C3850-48XS-S | 192.168.99.223 | Server Room- FF | SSH | CAT3K_CAA-UNIVERSALK9 INSTALL
28 | BSB-SW-DIST2 | WS-C3850-48XS-S | 192.168.99.224 | Server Room- FF | SSH | CAT3K_CAA-UNIVERSALK9 INSTALL
29 | BSB-SJ-FF-SR-SW1 | WS-C2960X-48FPS-L | 192.168.99.219 | Server Room- FF | SSH | C2960X-UNIVERSALK9-M
30 | BSB-SJ-FF-SR-SW2 | WS-C2960X-48FPS-L | 192.168.99.220 | Server Room- FF | SSH | C2960X-UNIVERSALK9-M
31 | BSB-SJ-FF-SR-SW3 | WS-C2960X-48FPS-L | 192.168.99.221 | Server Room- FF | SSH | C2960X-UNIVERSALK9-M
32 | BSB-SJ-FF-SR-SW4 | WS-C2960X-48FPS-L | 192.168.99.222 | Server Room- FF | SSH | C2960X-UNIVERSALK9-M
33 | BSB-CME | CCME 2921 | 10.24.160.20 | Server Room- FF | Telnet, Web | c2900-universalk9-mz.SPA.151-4.M1.bin
34 | BSB-Unity | CCME 2811 (Voicemail) | 172.16.2.2 | Server Room- FF | Web | c2800nm-spservicesk9-mz.151-4.M1.bin
35 | BSB_Cisco-WLC-01 | Cisco 5520 | 192.168.99.237 | Server Room- FF | SSH, Web
36 | BSBFW01-02 | Smoothwall -S10 | 172.16.16.254 | Server Room- FF | SSH, Web
37 | BSBSV017 | QNAP TS-421U | 192.168.16.17 | Server Room- FF | Web | 4.2.2
38 | BSBTL001 | Dell Tape Library | 192.168.16.16 | Server Room- FF | Web
39 | BSBTL002 | HP Tape Library | 192.168.16.14 | Server Room- FF | Web
42 | BSB-CME | Cisco Communication Manager Express (CCME 2921) | 10.24.160.20 | IP Phone system Call Manager | Licesne (x100), supports upto 150 | FCZ153420RN
43 | BSB-Unity | Cisco Communication Manager Express (CCME 2811) | 172.16.1.1 | IP Phone system (Voicemail) | Licesne (x50), supports upto 50
44 | BSB_Cisco-WLC-01 | Cisco WLC 5520 | 192.168.99.237 | Wireless Controller
45 | BSBTL001 | Dell Tape Library iSCSI to SAS Interface 1&2 | 192.168.16.16 & 192.168.10.102 | Tape Library | Dell PowerVault TL2000 Tape Library, 2 Magazines with 23 Slots | JPNRJL1
46 | BSBTL002 | HP Tape Library 1x8 G2 AUTOLDR Ultrium 7-SCSI | 192.168.16.14 | Tape Library | HP Tape Library 1x8 G2 AUTOLDR Ultrium 7-SCSI | MXA719Z07U
47 | BSBBR001 | Biometric Reader - ADMIN | 192.168.104.81 | Admin Entrance Reader | Admin Entrance Reader | 4550213210004 | 192.168.16.80 | Old IP
48 | BSBBR002 | Biometric Reader - S/J | 192.168.32.6 | S/J Entrance | S/J Entrance | 4550213210005 | 192.168.16.81 | Old IP
49 | BSBBR003 | Biometric Reader - Infants | 192.168.32.7 | Infants Entrance Reader | Infants Entrance Reader | 4550213210006 | 192.168.16.82 | Old IP
50 | BSBBR005 | Biometric Reader - Car park 2 | 192.168.104.82 | Car Park 2 Entrance Reader | Car Park 2 Entrance Reader | 4550213210003 | 192.168.16.84 | Old IP
51 | BSBBR006 | Biometric Reader - IT Office | 192.168.104.80 | IT Office Reader | IT Office |  | 192.168.16.85 | Old IP
52 | BSBBR007 | Biometric Reader - IT Office(new) |  | IT Office Reader | IT Office | CGDQ2125600009 - MB1000
53 | BSBBR008 | Biometric Reader - ADMIN(new) |  | Admin Entrance Reader | Admin Entrance Reader | CGDQ212560079 - MB1000
54 | BSBBR009 | Biometric Reader - Infants(new) |  | Infants Entrance Reader | Infants Entrance Reader | CGDQ212560032 - MB1000
55 | BSBBR010 | J/S building Entrance(new) |  | J/S building Entrance | J/S building Entrance | CGDQ212560034 - MB1000
56 | BSBBR011 | Carpark Entrance(new) |  | Carpark Entrance(new) | Carpark Entrance(new) | CGDQ212560042 - MB1000
57 |  | Meraki MX400 |  | Firewall
58 |  | Qnap TS-846eU-RP | 192.168.16.150 | NAS Storage - 8GB Memory, 8 Bay | Web | SN - QPVFM078284
59 | Head of IT | reMarkable |  |  | Ismail Shamoun | SN - REM-897454

## IP Phones
| BSB IP Phone | 136 | Next Available Tag : BSBPH215
| Ext. No | Name | MAC | SN | Asset Tag | Model | Brand | Remarks
1 | 831 | Jr ArabicOffice | 50CD2216936E | 24WZ364005PT | BSBPH180 | J139 Series(J139D01B-1015) | Avaya
2 | 910 | Control Room | 50CD2216C5BF | 24WZ374001TN | BSBPH147 | J139 Series(J139D01B-1015) | Avaya
3 | 930 | LornaDrennan | 50CD2216C632 | 24WZ37400210 | BSBPH143 | J139 Series(J139D01B-1015) | Avaya
4 | 951 | Matthew Richar | 50CD2216C5CF | 24WZ374001W9 | BSBPH151 | J139 Series(J139D01B-1015) | Avaya
5 | 894 | Maths office | 50CD2216C36C | 24WZ3740011M | BSBPH141 | J139 Series(J139D01B-1015) | Avaya
6 | 825 | Maryam Rashid | 50CD2216C2EB | 24WZ374000TX | BSBPH137 | J139 Series(J139D01B-1015) | Avaya
7 | 983 | Andy Rogers | 50CD2216C2F8 | 24WZ374000WD | BSBPH136 | J139 Series(J139D01B-1015) | Avaya
8 | 895 | Scott McBirnie | 50CD2216C628 | 24WZ3740020K | BSBPH138 | J139 Series(J139D01B-1015) | Avaya
9 | 987 | Jonathan | 50CD22168ED4 | 24WZ36400456 | BSBPH140 | J139 Series(J139D01B-1015) | Avaya
10 | 835 | Kristina(Temporary) | 50CD22168BFA | 24WZ36400355 | BSBPH142 | J139 Series(J139D01B-1015) | Avaya
11 | 897 | TransportOffice | 50CD22169129 | 24WZ36400509 | BSBPH116 | J139 Series(J139D01B-1015) | Avaya
12 | 974 | Anupama Alahak | 50CD22168B32 | 24WZ364002WP | BSBPH134 | J139 Series(J139D01B-1015) | Avaya
13 | 944 | Amy Branson | 50CD22018E42 | 22WZ312000WW | BSBPH186 | J189 Series (J189D01A-1015) | Avaya
14 | 899 | Bernadette | 50CD2216C60B | 24WZ374001YH | BSBPH144 | J139 Series(J139D01B-1015) | Avaya
15 | 823 | Ahmed AlZaimoor | 50CD22169626 | 24WZ364006NK | BSBPH129 | J139 Series(J139D01B-1015) | Avaya
16 | 959 | Ali Kadhem | 50CD2216C200 | 24WZ374000H6 | BSBPH146 | J139 Series(J139D01B-1015) | Avaya
17 | 889 | BSB Huddle Room | 50CD2216C5F7 | 24WZ374001XR | BSBPH145 | J139 Series(J139D01B-1015) | Avaya
18 | 933 | Susan Coppard | 50CD2216C62C | 24WZ3740020P | BSBPH122 | J139 Series(J139D01B-1015) | Avaya
19 | 950 | Joanne Piper | 50CD2216C303 | 24WZ374000WR | BSBPH156 | J139 Series(J139D01B-1015) | Avaya
20 | 943 | Ahmed Fadhul | 50CD2216C62B | 24WZ3740020N | BSBPH177 | J139 Series(J139D01B-1015) | Avaya
21 |  |  | 50CD2216C69F | 24WZ37400251 | BSBPH152 | J139 Series(J139D01B-1015) | Avaya
22 | 842 | Farla Ribbonaar | 50CD2216C6A3 | 24WZ37400255 | BSBPH175 | J139 Series(J139D01B-1015) | Avaya
23 |  |  | 50CD2216C5F2 | 24WZ374001XK | BSBPH149 | J139 Series(J139D01B-1015) | Avaya
24 | 836 | Hawra Shuwaikh | 50CD22169260 | 24WZ364005DT | BSBPH154 | J139 Series(J139D01B-1015) | Avaya
25 | 830 | Vanessa Williams | 50CD22169363 | 24WZ364005PE | BSBPH173 | J139 Series(J139D01B-1015) | Avaya
26 | 940 | Abdul Askar | 50CD2216C5D3 | 24WZ374001WF | BSBPH150 | J139 Series(J139D01B-1015) | Avaya
27 | 839 | Lorna Drennan | 50CD2216C5F3 | 24WZ374001XL | BSBPH153 | J139 Series(J139D01B-1015) | Avaya
28 |  |  | 50CD22169014 | 24WZ364004K2 | BSBPH127 | J139 Series(J139D01B-1015) | Avaya
29 | 848 |  | 50CD2216964B | 24WZ364006R0 | BSBPH130 | J139 Series(J139D01B-1015) | Avaya
30 | 852 | Max Patrick | 50CD22168EC7 | 24WZ3640044N | BSBPH131 | J139 Series(J139D01B-1015) | Avaya
31 | 891 | Recep Infants | 50CD22018D18 | 22WZ310004RH | BSBPH190 | J189 Series (J189D01A-1015) | Avaya
32 |  |  | 50CD2216915C | 24WZ36400526 | BSBPH125 | J139 Series(J139D01B-1015) | Avaya
33 | 964 | Seniors-Junior | 50CD22168E04 | 24WZ364003WG | BSBPH123 | J139 Series(J139D01B-1015) | Avaya
34 | 926 | AccountsRebecca | 50CD22168DC5 | 24WZ364003R5 | BSBPH113 | J139 Series(J139D01B-1015) | Avaya
35 | 973 | Zahra Aldallal | 50CD2216C163 | 24WZ3740009D | BSBPH124 | J139 Series(J139D01B-1015) | Avaya
36 | 958 | Science Prep | 50CD2216C361 | 24WZ37400118 | BSBPH120 | J139 Series(J139D01B-1015) | Avaya
37 | 925 | Robin Cherian | 50CD2216934E | 24WZ364005NL | BSBPH117 | J139 Series(J139D01B-1015) | Avaya
38 | 962 | Seniors Nurse | 50CD22169237 | 24WZ364005C9 | BSBPH118 | J139 Series(J139D01B-1015) | Avaya
39 | 923 | HR Officer | 50CD2216C2EC | 24WZ374000TY | BSBPH115 | J139 Series(J139D01B-1015) | Avaya
40 | 921 | JuniorCounselor | 50CD22169194 | 24WZ36400548 | BSBPH119 | J139 Series(J139D01B-1015) | Avaya
41 | 975 | Coffee Shop | 50CD2216C625 | 24WZ3740020G | BSBPH114 | J139 Series(J139D01B-1015) | Avaya
42 | 961 | Juniors Nurse | 50CD2216C190 | 24WZ374000D2 | BSBPH121 | J139 Series(J139D01B-1015) | Avaya
43 | 929 | Gaelle Gonzalez | 50CD22169393 | 24WZ364005T6 | BSBPH112 | J139 Series(J139D01B-1015) | Avaya
44 | 982 | Michael Hadwin | 50CD2216C16F | 24WZ3740009T | BSBPH109 | J139 Series(J139D01B-1015) | Avaya
45 | 976 | Emma Lucy | 50CD2216C3B4 | 24WZ3740014C | BSBPH108 | J139 Series(J139D01B-1015) | Avaya
46 | 960 | Infants Nurse | 50CD221692B7 | 24WZ364005H2 | BSBPH107 | J139 Series(J139D01B-1015) | Avaya
47 | 829 | Samantha Moore | 50CD2216C59D | 24WZ374001RF | BSBPH110 | J139 Series(J139D01B-1015) | Avaya
48 | 957 | Pool Office | 50CD22168408 | 24WZ364000CT | BSBPH111 | J139 Series(J139D01B-1015) | Avaya
49 | 949 | Inf Arabic Off | 50CD2216C497 | 24WZ374001EP | BSBPH104 | J139 Series(J139D01B-1015) | Avaya
50 | 826 | InfantCounselor | 50CD22168EEE | 24WZ36400465 | BSBPH106 | J139 Series(J139D01B-1015) | Avaya
51 | 828 | InfantsLibrary | 50CD22169347 | 24WZ364005ND | BSBPH102 | J139 Series(J139D01B-1015) | Avaya
52 | 941 | Jessica Gray | 50CD2216C300 | 24WZ374000WM | BSBPH101 | J139 Series(J139D01B-1015) | Avaya
53 | 922 | Mahmoud Helmy | 50CD22018E2B | 22WZ312000W1 | BSBPH161 | J189 Series (J189D01A-1015) | Avaya
54 | 840 | Latifa Ebrahim | 50CD221692E2 | 24WZ364005JL | BSBPH139 | J139 Series(J139D01B-1015) | Avaya
55 |  |  | 50CD2216C626 | 24WZ3740020H | BSBPH168 | J139 Series(J139D01B-1015) | Avaya
56 | 827 | Zainab Dashti | 50CD221692C6 | 24WZ364005HK | BSBPH103 | J139 Series(J139D01B-1015) | Avaya
57 | 901 | Sarah Downs | 50CD2216C6F0 | 24WZ37400281 | BSBPH160 | J139 Series(J139D01B-1015) | Avaya
58 | 942 | Toni Reid | 50CD221691A8 | 24WZ36400551 | BSBPH171 | J139 Series(J139D01B-1015) | Avaya
59 | 911 | Main Gate | 50CD2216C565 | 24WZ374001ND | BSBPH150 | J139 Series(J139D01B-1015) | Avaya
60 | 985 | Fatema Almuwali | 50CD221692ED | 24WZ364005K2 | BSBPH155 | J139 Series(J139D01B-1015) | Avaya
61 | 936 | Layla Nemah | 50CD220182CD | 22WZ30600252 | BSBPH198 | J189 Series (J189D01A-1015) | Avaya
62 | 978 | Sarah Arouche | 50CD220182A9 | 22WZ3060023N | BSBPH196 | J189 Series (J189D01A-1015) | Avaya
63 | 956 | Devika Nanda | 50CD220182B3 | 22WZ30600243 | BSBPH197 | J189 Series (J189D01A-1015) | Avaya
64 | 986 | Ciaran Mainston | 50CD2201838E | 22WZ306002E6 | BSBPH195 | J189 Series (J189D01A-1015) | Avaya
65 | 892 | Recep Juniors | 50CD22018EC4 | 21WZ3120012M | BSBPH191 | J189 Series (J189D01A-1015) | Avaya
66 | 984 | Lee Connor | 50CD22018E31 | 22WZ312000W7 | BSBPH187 | J189 Series (J189D01A-1015) | Avaya
67 | 953 | Christine Down | 50CD2201835A | 22WZ306002C8 | BSBPH192 | J189 Series (J189D01A-1015) | Avaya
68 | 945 | Cherryl Castil | 50CD22018E3C | 22WZ312000WL | BSBPH193 | J189 Series (J189D01A-1015) | Avaya
69 | 947 | Ken Winstanley | 50CD22018E36 | 22WZ312000WE | BSBPH194 | J189 Series (J189D01A-1015) | Avaya
70 | 939 | Stacey Clarke | 50CD22018278 | 22WZ3060021X | BSBPH188 | J189 Series (J189D01A-1015) | Avaya
71 | 935 | Celine Samara | 50CD22018E2A | 22WZ312000W0 | BSBPH189 | J189 Series (J189D01A-1015) | Avaya
72 |  |  | 50CD221692FF | 24WZ364005KN | BSBPH132 | J139 Series(J139D01B-1015) | Avaya
73 | 928 | Khadija Alarayed | 50CD22018D46 | 22WZ310004W7 | BSBPH184 | J189 Series (J189D01A-1015) | Avaya
74 | 821 | Dinesh Pererage | 50CD22018284 | 22WZ3060022C | BSBPH193 | J189 Series (J189D01A-1015) | Avaya
75 | 822 | Buzzy Bees Room | 50CD2216C505 | 24WZ374001JT | BSBPH105 | J139 Series(J139D01B-1015) | Avaya
76 | 924 | Hamza Bawkher | 50CD22018D6D | 22WZ310004XM | BSBPH183 | J189 Series (J189D01A-1015) | Avaya
77 | 981 | Razan Mahmood | 50CD22018ED6 | 22WZ3120013C | BSBPH178 | J189 Series (J189D01A-1015) | Avaya
78 | 966 | Abdul Salim | 50CD22018D78 | 22WZ310004Y3 | BSBPH181 | J189 Series (J189D01A-1015) | Avaya
79 |  |  | 50CD2216C5FE | 24WZ374001Y2 | BSBPH176 | J139 Series(J139D01B-1015) | Avaya
80 | 991 | Ali AlAdraj | 50CD2216C63B | 24WZ37400219 | BSBPH158 | J139 Series(J139D01B-1015) | Avaya
81 | 946 | Michelle Smith | 50CD2216C5E7 | 24WZ374001X6 | BSBPH179 | J139 Series(J139D01B-1015) | Avaya
82 | 970 | Nasreen Al | 50CD22018DFF | 22WZ312000RD | BSBPH182 | J189 Series (J189D01A-1015) | Avaya
83 | 837 | Andrea Davis | 50CD2216C2FD | 24WZ374000WJ | BSBPH174 | J139 Series(J139D01B-1015) | Avaya
84 | 965 | Maha Alaraibi | 50CD22168FE9 | 24WZ364004HF | BSBPH169 | J139 Series(J139D01B-1015) | Avaya
85 | 934 | Sara Azarkan | 50CD2216C2F7 | 24WZ374000WC | BSBPH167 | J139 Series(J139D01B-1015) | Avaya
86 |  |  | 50CD2216C634 | 24WZ37400212 | BSBPH163 | J139 Series(J139D01B-1015) | Avaya
87 | 832 | Thomas Morgan | 50CD2216C6AE | 24WZ3740025J | BSBPH133 | J139 Series(J139D01B-1015) | Avaya
88 | 938 | Karen Anne Tenn | 50CD2216C44D | 24WZ374001C1 | BSBPH170 | J139 Series(J139D01B-1015) | Avaya
89 | 824 | Uniform Shop | 50CD22168B9E | 24WZ3640031P | BSBPH157 | J139 Series(J139D01B-1015) | Avaya
90 | 937 | Shereen Abdel | 50CD2216C6CD | 24WZ3740026N | BSBPH172 | J139 Series(J139D01B-1015) | Avaya
91 | 841 | Aidan Doyle | 50CD2216C6BA | 24WZ37400261 | BSBPH164 | J139 Series(J139D01B-1015) | Avaya
92 | 952 | Seniors Library | 50CD22169071 | 24WZ364004NG | BSBPH159 | J139 Series(J139D01B-1015) | Avaya
93 | 834 | Maintenance-Dinesh Toraskar | 50CD22168D66 | 24WZ364003LL | BSBPH148 | J139 Series(J139D01B-1015) | Avaya
94 |  |  | 50CD2216937B | 24WZ364005R9 |  | J139 Series(J139D01B-1015) | Avaya
95 |  |  | 50CD2216C21C | 24WZ374000J7 |  | J139 Series(J139D01B-1015) | Avaya
96 |  |  | 50CD2216C5E3 | 24WZ374001X2 |  | J139 Series(J139D01B-1015) | Avaya
97 |  |  | 50CD2216C3B8 | 24WZ3740014G |  | J139 Series(J139D01B-1015) | Avaya
98 |  |  | 50CD22169051 | 24WZ364004M9 |  | J139 Series(J139D01B-1015) | Avaya
99 |  |  | 50CD2216C30A | 24WZ374000X2 |  | J139 Series(J139D01B-1015) | Avaya
100 |  |  | 50CD2216C5D2 | 24WZ374001WE |  | J139 Series(J139D01B-1015) | Avaya
101 | 851 | Lead school counselor - Klyvia | 50CD22168BDE | 24WZ36400344 | BSBPH212 | J139 Series(J139D01B-1015) | Avaya
102 |  |  | 50CD2216C658 | 24WZ3740022D |  | J139 Series(J139D01B-1015) | Avaya
103 |  |  | 50CD22198FE9 | 24WZ364004HF |  | J139 Series(J139D01B-1015) | Avaya
104 |  |  | 50CD2216C5FC | 24WZ374001Y0 |  | J139 Series(J139D01B-1015) | Avaya
105 | 847 | English Dep - Seniors | 50CD2216C61A | 24WZ37400203 | BSBPH202 | J139 Series(J139D01B-1015) | Avaya
106 |  |  | 50CD2216C15E | 24WZ37400096 |  | J139 Series(J139D01B-1015) | Avaya
107 |  |  | 50CD2216C5C3 | 24WZ374001TW |  | J139 Series(J139D01B-1015) | Avaya
108 |  |  | 50CD2216C591 | 24WZ374001R1 |  | J139 Series(J139D01B-1015) | Avaya
109 | 846 | Science Office | 50CD2216C698 | 24WZ3740024P | BSBPH201 | J139 Series(J139D01B-1015) | Avaya
110 |  |  | 50CD22168B6F | 24WZ36400301 |  | J139 Series(J139D01B-1015) | Avaya
111 |  |  | 50CD2216C623 | 24WZ3740020E |  | J139 Series(J139D01B-1015) | Avaya
112 |  |  | 50CD22168E04 | 24WZ364003WG |  | J139 Series(J139D01B-1015) | Avaya
113 | 845 | Humanities office | 50CD2216C5FA | 24WZ374001XX | BSBPH199 | J139 Series(J139D01B-1015) | Avaya | Connected with power injector
114 | 843 | Punam Ridgway - Director of Art | 50CD22169B0B | 24WZ365000PP | BSBPH162 | J139 Series(J139D01B-1015) | Avaya
115 |  |  | 50CD22168DF5 | 24WZ364003TY |  | J139 Series(J139D01B-1015) | Avaya
116 | 844 | Laëtitia Anne - Director of MFL | 50CD22169600 | 24WZ364006M6 | BSBPH200 | J139 Series(J139D01B-1015) | Avaya
117 | 849 | Assistant HoY - Steven Graham | 50CD2216C6BE | 24WZ37400265 | BSBPH210 | J139 Series(J139D01B-1015) | Avaya
118 |  |  | 50CD2216C5BD | 24WZ374001TL |  | J139 Series(J139D01B-1015) | Avaya
119 | 913 | Security Gate-4 | 50CD22169080 | 24WZ364004P2 | BSBPH126 | J139 Series(J139D01B-1015) | Avaya
120 | 896 | IT-Audio/Video-Hari Biji | 50CD2216C624 | 24WZ3740020F | BSBPH135 | J139 Series(J139D01B-1015) | Avaya
121 | 977 | IT - Helpdesk 2 | 50CD2216C5D1 | 24WZ374001WD | BSBPH128 | J139 Series(J139D01B-1015) | Avaya
122 | 954 | Mridula Vijayan | C81FEADF9077 | 22WZ405001GG | BSBPH208 | K175 Series(K175CW0A-1015) | Avaya
123 | 905 | Syed Abubackker | C81FEADF8FC0 | 22WZ395001EX | BSBPH207 | K175 Series(K175CW0A-1015) | Avaya
124 | 955/969 | Ismail Shamoun | C81FEADF9101 | 22WZ405001MK | BSBPH209 | K175 Series(K175CW0A-1015) | Avaya
125 | 948 | Wayne Ridgway - Head of Seniors | C81FEADF90B7 | 22WZ405001JW | BSBPH203 | K175 Series(K175CW0A-1015) | Avaya
126 | 988 | Liz - Executive Head | C81FEADF8EEC | 22WZ3940004L | BSBPH205 | K175 Series(K175CW0A-1015) | Avaya
127 | 989 | Julie Anne Gilbert - Head of Infants | C81FEADF8F76 | 22WZ395001C5 | BSBPH206 | K175 Series(K175CW0A-1015) | Avaya
128 | 838 | Mamdou | C81FEADF926E | 22WZ406000D7 | BSBPH211 | K175 Series(K175CW0A-1015) | Avaya
129 |  | Storage | C81FEADF9093 | 22WZ405001HH |  | K175 Series(K175CW0A-1015) | Avaya
130 |  | IT Storage | C81FEADF8F63 | 22WZ3950019F |  | K175 Series(K175CW0A-1015) | Avaya
131 | 979 | Rob Howe - Head of Juniors | C81FEADF90DF | 22WZ405001LC | BSBPH204 | K175 Series(K175CW0A-1015) | Avaya
132 | 835 | Kristina | 50CD22094B6C | 25WZ12300092 | BSBPH213 | K175 Series(K175CW0A-1015) | Avaya
133 | 927 | Abdulla Afify | 50CD22094B5F | 25WZ1230009H | BSBPH214 | K175 Series(K175CW0A-1015) | Avaya
134 |  | Storage |  | 25WZ1230009C |  | K175 Series(K175CW0A-1015) | Avaya
135 |  | Storage |  | 25WZ1230009K |  | K175 Series(K175CW0A-1015) | Avaya
136 |  | Storage |  | 22WZ4220002W |  | K175 Series(K175CW0A-1015) | Avaya

## CCTV
CCTV
Sl No | Model | Quantity
NVR
1 | HIKVISION - DS-9632NI-I16 | 6
Cameras (162 + 2)
1 | 4 MP HIKVISION BULLET - DS-2CD2T42WD-I5 | 36 | 164
2 | 4 MP HIKVISION IP DOME - DS-2CD2142FWD-I | 126
3 | 4 MP HIKVISION IP DOME - DS-2CD2742FWD-IS | 2
Location & Quantity
IDF No | IDF Location | Cameras
1 | Server Room | 23
2 | S/J First Floor - Store Room | 22
3 | S/J First Floor - Electrical DB Room | 19
4 | Administration - IDF Room | 33
5 | Basement - Security Room | 18
6 | Swimming Pool - Store Room | 24
7 | Infants Building - Ground Floor | 19
8 | Infants Building - IFB Office | 6
ID | Device Type | IPv4 Address | Software Version | IPv4 Gateway | Device Serial Number | Subnet Mask | MAC Address | DSP Version
1 | DS-9632NI-I16 | 192.168.1.4 | V3.4.6build 160405 | 0.0.0.0 | DS-9632NI-I161620160503CCRR596686333WCVU | 255.255.255.0 | bc-ad-28-8c-88-a2 | V5.0, build 160324
2 | DS-9632NI-I16 | 192.168.1.7 | V3.4.6build 160405 | 0.0.0.0 | DS-9632NI-I161620160503CCRR596686261WCVU | 255.255.255.0 | bc-ad-28-8c-88-5a | V5.0, build 160324
3 | DS-9632NI-I16 | 192.168.1.3 | V3.4.6build 160405 | 192.168.1.1 | DS-9632NI-I161620160503CCRR596686351WCVU | 255.255.255.0 | bc-ad-28-8c-88-b4 | V5.0, build 160324
4 | DS-9632NI-I16 | 192.168.1.6 | V3.4.6build 160405 | 0.0.0.0 | DS-9632NI-I161620160503CCRR596686355WCVU | 255.255.255.0 | bc-ad-28-8c-88-b8 | V5.0, build 160324
5 | DS-9632NI-I16 | 192.168.1.2 | V3.4.6build 160405 | 192.168.1.1 | DS-9632NI-I161620160503CCRR596686359WCVU | 255.255.255.0 | bc-ad-28-8c-88-bc | V5.0, build 160324
6 | DS-9632NI-I16 | 192.168.1.5 | V3.4.6build 160405 | 0.0.0.0 | DS-9632NI-I161620160503CCRR596686369WCVU | 255.255.255.0 | bc-ad-28-8c-88-c6 | V5.0, build 160324
7 | DS-2CD2142FWD-I | 192.168.1.107 | V5.4.0build 160401 | 192.168.1.1 | DS-2CD2142FWD-I20160503BBWR596031202 | 255.255.255.0 | bc-ad-28-34-0e-16 | V7.3 build 160401
8 | DS-2CD2T42WD-I5 | 192.168.1.153 | V5.4.0build 160401 | 192.168.1.1 | DS-2CD2T42WD-I520160503BBWR596072333 | 255.255.255.0 | bc-ad-28-34-ac-67 | V7.3 build 160401
9 | DS-2CD2T22WD-I5 | 192.168.1.169 | V5.4.1build 160525 | 192.168.1.1 | DS-2CD2T22WD-I520160725BBWR628228455 | 255.255.255.0 | bc-ad-28-d9-46-fe | V7.3 build 160525
10 | DS-2CD2142FWD-I | 192.168.1.56 | V5.4.0build 160401 |  | DS-2CD2142FWD-I20160503BBWR596032684 | 255.255.255.0 | bc-ad-28-34-13-e0 | V7.3 build 160401
11 | DS-2CD2142FWD-I | 192.168.1.122 | V5.4.0build 160401 | 192.168.1.1 | DS-2CD2142FWD-I20160503BBWR596032867 | 255.255.255.0 | bc-ad-28-34-14-97 | V7.3 build 160401
12 | DS-2CD2142FWD-I | 192.168.1.61 | V5.4.0build 160401 |  | DS-2CD2142FWD-I20160503BBWR596030513 | 255.255.255.0 | bc-ad-28-34-0b-65 | V7.3 build 160401
13 | DS-2CD2T42WD-I5 | 192.168.1.77 | V5.4.0build 160401 |  | DS-2CD2T42WD-I520160504BBWR596073285 | 255.255.255.0 | bc-ad-28-34-b0-1f | V7.3 build 160401
14 | DS-2CD2142FWD-I | 192.168.1.120 | V5.3.8build 151224 | 192.168.1.1 | DS-2CD2142FWD-I20160225BBWR576335921 | 255.255.255.0 | 28-57-be-c7-1d-48 | V7.0 build 151027
15 | DS-2CD2T42WD-I5 | 192.168.1.168 | V5.4.0build 160401 | 192.168.1.1 | DS-2CD2T42WD-I520160504BBWR596073059 | 255.255.255.0 | bc-ad-28-34-af-3d | V7.3 build 160401
16 | DS-2CD2142FWD-I | 192.168.1.92 | V5.4.0build 160401 | 192.168.1.1 | DS-2CD2142FWD-I20160430BBWR596030883 | 255.255.255.0 | bc-ad-28-34-0c-d7 | V7.3 build 160401
17 | DS-2CD2142FWD-I | 192.168.1.43 | V5.4.0build 160401 | 192.168.1.1 | DS-2CD2142FWD-I20160503BBWR596032745 | 255.255.255.0 | bc-ad-28-34-14-1d | V7.3 build 160401
18 | DS-2CD2142FWD-I | 192.168.1.37 | V5.4.0build 160401 | 192.168.1.1 | DS-2CD2142FWD-I20160503BBWR596032764 | 255.255.255.0 | bc-ad-28-34-14-30 | V7.3 build 160401
19 | DS-2CD2142FWD-I | 192.168.1.139 | V5.4.0build 160401 | 192.168.1.1 | DS-2CD2142FWD-I20160503BBWR596032144 | 255.255.255.0 | bc-ad-28-34-11-c4 | V7.3 build 160401
20 | DS-2CD2T42WD-I5 | 192.168.1.71 | V5.4.0build 160401 |  | DS-2CD2T42WD-I520160504BBWR596073098 | 255.255.255.0 | bc-ad-28-34-af-64 | V7.3 build 160401
21 | DS-2CD2T42WD-I5 | 192.168.1.78 | V5.4.0build 160401 |  | DS-2CD2T42WD-I520160504BBWR596073277 | 255.255.255.0 | bc-ad-28-34-b0-17 | V7.3 build 160401
22 | DS-2CD2132F-I | 192.168.1.174 | V5.3.0build 150513 | 192.168.1.1 | DS-2CD2132F-I20150630CCWR527492278 | 255.255.255.0 | c4-2f-90-54-49-e7 | V5.0, build 150327
23 | DS-2CD2T42WD-I5 | 192.168.1.114 | V5.4.0build 160401 | 192.168.1.1 | DS-2CD2T42WD-I520160503BBWR596072502 | 255.255.255.0 | bc-ad-28-34-ad-10 | V7.3 build 160401
24 | DS-2CD2142FWD-I | 192.168.1.91 | V5.4.0build 160401 | 192.168.1.1 | DS-2CD2142FWD-I20160503BBWR596030364 | 255.255.255.0 | bc-ad-28-34-0a-d0 | V7.3 build 160401
25 | DS-2CD2142FWD-I | 192.168.1.15 | V5.4.0build 160401 | 192.168.1.1 | DS-2CD2142FWD-I20160503BBWR596031471 | 255.255.255.0 | bc-ad-28-34-0f-23 | V7.3 build 160401
26 | DS-2CD2142FWD-I | 192.168.1.16 | V5.4.0build 160401 | 192.168.1.1 | DS-2CD2142FWD-I20160503BBWR596030556 | 255.255.255.0 | bc-ad-28-34-0b-90 | V7.3 build 160401
27 | DS-2CD2142FWD-I | 192.168.1.38 | V5.4.0build 160401 | 192.168.1.1 | DS-2CD2142FWD-I20160503BBWR596031448 | 255.255.255.0 | bc-ad-28-34-0f-0c | V7.3 build 160401
28 | DS-2CD2142FWD-I | 192.168.1.63 | V5.4.0build 160401 |  | DS-2CD2142FWD-I20160503BBWR596032279 | 255.255.255.0 | bc-ad-28-34-12-4b | V7.3 build 160401
29 | DS-2CD2T42WD-I5 | 192.168.1.85 | V5.4.0build 160401 |  | DS-2CD2T42WD-I520160504BBWR596072920 | 255.255.255.0 | bc-ad-28-34-ae-b2 | V7.3 build 160401
30 | DS-2CD2142FWD-I | 192.168.1.34 | V5.4.0build 160401 | 192.168.1.1 | DS-2CD2142FWD-I20160503BBWR596032629 | 255.255.255.0 | bc-ad-28-34-13-a9 | V7.3 build 160401
31 | DS-2CD2142FWD-I | 192.168.1.13 | V5.4.0build 160401 | 192.168.1.1 | DS-2CD2142FWD-I20160503BBWR596030411 | 255.255.255.0 | bc-ad-28-34-0a-ff | V7.3 build 160401
32 | DS-2CD2142FWD-I | 192.168.1.32 | V5.4.0build 160401 | 192.168.1.1 | DS-2CD2142FWD-I20160503BBWR596031447 | 255.255.255.0 | bc-ad-28-34-0f-0b | V7.3 build 160401
33 | DS-2CD2142FWD-I | 192.168.1.31 | V5.4.0build 160401 | 192.168.1.1 | DS-2CD2142FWD-I20160503BBWR596031586 | 255.255.255.0 | bc-ad-28-34-0f-96 | V7.3 build 160401
34 | DS-2CD2142FWD-I | 192.168.1.22 | V5.4.0build 160401 | 192.168.1.1 | DS-2CD2142FWD-I20160503BBWR596032675 | 255.255.255.0 | bc-ad-28-34-13-d7 | V7.3 build 160401
35 | DS-2CD2142FWD-I | 192.168.1.98 | V5.4.0build 160401 | 192.168.1.1 | DS-2CD2142FWD-I20160430BBWR596033075 | 255.255.255.0 | bc-ad-28-34-15-67 | V7.3 build 160401
36 | DS-2CD2142FWD-I | 192.168.1.26 | V5.4.0build 160401 | 192.168.1.1 | DS-2CD2142FWD-I20160503BBWR596032624 | 255.255.255.0 | bc-ad-28-34-13-a4 | V7.3 build 160401
37 | DS-2CD2142FWD-I | 192.168.1.99 | V5.4.0build 160401 | 192.168.1.1 | DS-2CD2142FWD-I20160503BBWR596033325 | 255.255.255.0 | bc-ad-28-34-16-61 | V7.3 build 160401
38 | DS-2CD2142FWD-I | 192.168.1.93 | V5.4.0build 160401 | 192.168.1.1 | DS-2CD2142FWD-I20160503BBWR596030325 | 255.255.255.0 | bc-ad-28-34-0a-a9 | V7.3 build 160401
39 | DS-2CD2142FWD-I | 192.168.1.27 | V5.4.0build 160401 | 192.168.1.1 | DS-2CD2142FWD-I20160503BBWR596031203 | 255.255.255.0 | bc-ad-28-34-0e-17 | V7.3 build 160401
40 | DS-2CD2142FWD-I | 192.168.1.69 | V5.4.0build 160401 |  | DS-2CD2142FWD-I20160503BBWR596032558 | 255.255.255.0 | bc-ad-28-34-13-62 | V7.3 build 160401
41 | DS-2CD2142FWD-I | 192.168.1.160 | V5.4.0build 160401 | 192.168.1.1 | DS-2CD2142FWD-I20160430BBWR596033086 | 255.255.255.0 | bc-ad-28-34-15-72 | V7.3 build 160401
42 | DS-2CD2142FWD-I | 192.168.1.52 | V5.4.0build 160401 |  | DS-2CD2142FWD-I20160503BBWR596032139 | 255.255.255.0 | bc-ad-28-34-11-bf | V7.3 build 160401
43 | DS-2CD2T42WD-I5 | 192.168.1.138 | V5.4.0build 160401 | 192.168.1.1 | DS-2CD2T42WD-I520160504BBWR596073097 | 255.255.255.0 | bc-ad-28-34-af-63 | V7.3 build 160401
44 | DS-2CD2142FWD-I | 192.168.1.35 | V5.4.0build 160401 | 192.168.1.1 | DS-2CD2142FWD-I20160503BBWR596032763 | 255.255.255.0 | bc-ad-28-34-14-2f | V7.3 build 160401
45 | DS-2CD2142FWD-I | 192.168.1.106 | V5.4.0build 160401 | 192.168.1.1 | DS-2CD2142FWD-I20160503BBWR596032779 | 255.255.255.0 | bc-ad-28-34-14-3f | V7.3 build 160401
46 | DS-2CD2T42WD-I5 | 192.168.1.167 | V5.4.0build 160401 | 192.168.15.1 | DS-2CD2T42WD-I520160504BBWR596073394 | 255.255.255.0 | bc-ad-28-34-b0-8c | V7.3 build 160401
47 | DS-2CD2142FWD-I | 192.168.1.94 | V5.4.0build 160401 | 192.168.1.1 | DS-2CD2142FWD-I20160503BBWR596030591 | 255.255.255.0 | bc-ad-28-34-0b-b3 | V7.3 build 160401
48 | DS-2CD2T22WD-I5 | 192.168.1.57 | V5.4.1build 160525 |  | DS-2CD2T22WD-I520160725BBWR628228505 | 255.255.255.0 | bc-ad-28-d9-47-30 | V7.3 build 160525
49 | DS-2CD2T42WD-I5 | 192.168.1.60 | V5.4.0build 160401 |  | DS-2CD2T42WD-I520160504BBWR596073034 | 255.255.255.0 | bc-ad-28-34-af-24 | V7.3 build 160401
50 | DS-2CD2142FWD-I | 192.168.1.50 | V5.4.0build 160401 |  | DS-2CD2142FWD-I20160503BBWR596032508 | 255.255.255.0 | bc-ad-28-34-13-30 | V7.3 build 160401
51 | DS-2CD2142FWD-I | 192.168.1.23 | V5.4.0build 160401 | 192.168.1.1 | DS-2CD2142FWD-I20160503BBWR596032776 | 255.255.255.0 | bc-ad-28-34-14-3c | V7.3 build 160401
52 | DS-2CD2T22WD-I5 | 192.168.1.159 | V5.4.1build 160525 | 192.168.1.1 | DS-2CD2T22WD-I520160725BBWR628228468 | 255.255.255.0 | bc-ad-28-d9-47-0b | V7.3 build 160525
53 | DS-2CD2142FWD-I | 192.168.1.19 | V5.4.0build 160401 | 192.168.1.1 | DS-2CD2142FWD-I20160503BBWR596030986 | 255.255.255.0 | bc-ad-28-34-0d-3e | V7.3 build 160401
54 | DS-2CD2142FWD-I | 192.168.1.97 | V5.4.0build 160401 | 192.168.1.1 | DS-2CD2142FWD-I20160503BBWR596031610 | 255.255.255.0 | bc-ad-28-34-0f-ae | V7.3 build 160401
55 | DS-2CD2T42WD-I5 | 192.168.1.148 | V5.4.0build 160401 | 192.168.1.1 | DS-2CD2T42WD-I520160504BBWR596072873 | 255.255.255.0 | bc-ad-28-34-ae-83 | V7.3 build 160401
56 | DS-2CD2T42WD-I5 | 192.168.1.164 | V5.4.0build 160401 | 192.168.1.1 | DS-2CD2T42WD-I520160504BBWR596073112 | 255.255.255.0 | bc-ad-28-34-af-72 | V7.3 build 160401
57 | DS-2CD2142FWD-I | 192.168.1.105 | V5.4.0build 160401 | 192.168.1.1 | DS-2CD2142FWD-I20160503BBWR596032685 | 255.255.255.0 | bc-ad-28-34-13-e1 | V7.3 build 160401
58 | DS-2CD2142FWD-I | 192.168.1.30 | V5.4.0build 160401 | 192.168.1.1 | DS-2CD2142FWD-I20160503BBWR596032235 | 255.255.255.0 | bc-ad-28-34-12-1f | V7.3 build 160401
59 | DS-2CD2142FWD-I | 192.168.1.104 | V5.4.0build 160401 | 192.168.1.1 | DS-2CD2142FWD-I20160503BBWR596033223 | 255.255.255.0 | bc-ad-28-34-15-fb | V7.3 build 160401
60 | DS-2CD2142FWD-I | 192.168.1.17 | V5.4.0build 160401 | 192.168.1.1 | DS-2CD2142FWD-I20160503BBWR596030408 | 255.255.255.0 | bc-ad-28-34-0a-fc | V7.3 build 160401
61 | DS-2CD2T42WD-I5 | 192.168.1.65 | V5.4.0build 160401 |  | DS-2CD2T42WD-I520160503BBWR596072386 | 255.255.255.0 | bc-ad-28-34-ac-9c | V7.3 build 160401
62 | DS-2CD2142FWD-I | 192.168.1.157 | V5.4.0build 160401 | 192.168.1.1 | DS-2CD2142FWD-I20160503BBWR596030978 | 255.255.255.0 | bc-ad-28-34-0d-36 | V7.3 build 160401
63 | DS-2CD2T22WD-I5 | 192.168.1.149 | V5.4.1build 160525 | 192.168.1.1 | DS-2CD2T22WD-I520160725BBWR628228478 | 255.255.255.0 | bc-ad-28-d9-47-15 | V7.3 build 160525
64 | DS-2CD2T42WD-I5 | 192.168.1.156 | V5.4.0build 160401 | 192.168.1.1 | DS-2CD2T42WD-I520160503BBWR596072257 | 255.255.255.0 | bc-ad-28-34-ac-1b | V7.3 build 160401
65 | DS-2CD2T42WD-I5 | 192.168.1.48 | V5.4.0build 160401 |  | DS-2CD2T42WD-I520160504BBWR596073102 | 255.255.255.0 | bc-ad-28-34-af-68 | V7.3 build 160401
66 | DS-2CD2142FWD-I | 192.168.1.136 | V5.4.0build 160401 | 192.168.1.1 | DS-2CD2142FWD-I20160503BBWR596031288 | 255.255.255.0 | bc-ad-28-34-0e-6c | V7.3 build 160401
67 | DS-2CD2T22WD-I5 | 192.168.1.162 | V5.4.1build 160525 | 192.168.1.1 | DS-2CD2T22WD-I520160725BBWR628228469 | 255.255.255.0 | bc-ad-28-d9-47-0c | V7.3 build 160525
68 | DS-2CD2T42WD-I5 | 192.168.1.58 | V5.4.5build 170124 | 192.168.1.1 | DS-2CD2T42WD-I520170309BBWR726767464 | 255.255.255.0 | 18-68-cb-04-a6-d6 | V7.3 build 170119
69 | DS-2CD2142FWD-I | 192.168.1.119 | V5.4.0build 160401 | 192.168.1.1 | DS-2CD2142FWD-I20160503BBWR596032768 | 255.255.255.0 | bc-ad-28-34-14-34 | V7.3 build 160401
70 | DS-2CD2142FWD-I | 192.168.1.100 | V5.4.0build 160401 | 192.168.1.1 | DS-2CD2142FWD-I20160503BBWR596030360 | 255.255.255.0 | bc-ad-28-34-0a-cc | V7.3 build 160401
71 | DS-2CD2142FWD-I | 192.168.1.82 | V5.4.0build 160401 | 192.168.1.1 | DS-2CD2142FWD-I20160503BBWR596032723 | 255.255.255.0 | bc-ad-28-34-14-07 | V7.3 build 160401
72 | DS-2CD2142FWD-I | 192.168.1.113 | V5.4.0build 160401 | 192.168.1.1 | DS-2CD2142FWD-I20160503BBWR596030100 | 255.255.255.0 | bc-ad-28-34-09-c8 | V7.3 build 160401
73 | DS-2CD2T42WD-I5 | 192.168.1.145 | V5.4.0build 160401 | 192.168.1.1 | DS-2CD2T42WD-I520160504BBWR596072701 | 255.255.255.0 | bc-ad-28-34-ad-d7 | V7.3 build 160401
74 | DS-2CD2142FWD-I | 192.168.1.40 | V5.4.0build 160401 | 192.168.1.1 | DS-2CD2142FWD-I20160503BBWR596032790 | 255.255.255.0 | bc-ad-28-34-14-4a | V7.3 build 160401
75 | DS-2CD2142FWD-I | 192.168.1.112 | V5.4.0build 160401 | 192.168.1.1 | DS-2CD2142FWD-I20160503BBWR596032719 | 255.255.255.0 | bc-ad-28-34-14-03 | V7.3 build 160401
76 | DS-2CD2142FWD-I | 192.168.1.80 | V5.4.0build 160401 | 192.168.1.1 | DS-2CD2142FWD-I20160503BBWR596032760 | 255.255.255.0 | bc-ad-28-34-14-2c | V7.3 build 160401
77 | DS-2CD2142FWD-I | 192.168.1.83 | V5.4.0build 160401 | 192.168.1.1 | DS-2CD2142FWD-I20160503BBWR596031462 | 255.255.255.0 | bc-ad-28-34-0f-1a | V7.3 build 160401
78 | DS-2CD2142FWD-I | 192.168.1.96 | V5.4.0build 160401 | 192.168.1.1 | DS-2CD2142FWD-I20160503BBWR596031983 | 255.255.255.0 | bc-ad-28-34-11-23 | V7.3 build 160401
79 | DS-2CD2142FWD-I | 192.168.1.47 | V5.4.0build 160401 |  | DS-2CD2142FWD-I20160503BBWR596032679 | 255.255.255.0 | bc-ad-28-34-13-db | V7.3 build 160401
80 | DS-2CD2142FWD-I | 192.168.1.124 | V5.4.0build 160401 | 192.168.1.1 | DS-2CD2142FWD-I20160503BBWR596032699 | 255.255.255.0 | bc-ad-28-34-13-ef | V7.3 build 160401
81 | DS-2CD2142FWD-I | 192.168.1.42 | V5.4.0build 160401 | 192.168.1.1 | DS-2CD2142FWD-I20160503BBWR596032290 | 255.255.255.0 | bc-ad-28-34-12-56 | V7.3 build 160401
82 | DS-2CD2142FWD-I | 192.168.1.55 | V5.4.0build 160401 |  | DS-2CD2142FWD-I20160503BBWR596032250 | 255.255.255.0 | bc-ad-28-34-12-2e | V7.3 build 160401
83 | DS-2CD2742FWD-IS | 192.168.1.90 | V5.4.1build 160525 | 192.168.1.1 | DS-2CD2742FWD-IS20160728BBWR631291675 | 255.255.255.0 | a4-14-37-04-9a-1e | V7.3 build 160525
84 | DS-2CD2142FWD-I | 192.168.1.121 | V5.4.0build 160401 | 192.168.1.1 | DS-2CD2142FWD-I20160503BBWR596032238 | 255.255.255.0 | bc-ad-28-34-12-22 | V7.3 build 160401
85 | DS-2CD2142FWD-I | 192.168.1.129 | V5.4.0build 160401 | 192.168.1.1 | DS-2CD2142FWD-I20160503BBWR596032750 | 255.255.255.0 | bc-ad-28-34-14-22 | V7.3 build 160401
86 | DS-2CD2142FWD-I | 192.168.1.25 | V5.4.0build 160401 | 192.168.1.1 | DS-2CD2142FWD-I20160503BBWR596030336 | 255.255.255.0 | bc-ad-28-34-0a-b4 | V7.3 build 160401
87 | DS-2CD2142FWD-I | 192.168.1.21 | V5.4.0build 160401 | 192.168.1.1 | DS-2CD2142FWD-I20160503BBWR596031435 | 255.255.255.0 | bc-ad-28-34-0e-ff | V7.3 build 160401
88 | DS-2CD2642FWD-I | 192.168.1.172 | V5.4.0build 160401 |  | DS-2CD2642FWD-I20160503BBWR596057220 | 255.255.255.0 | bc-ad-28-34-73-56 | V7.3 build 160401
89 | DS-2CD2T42WD-I5 | 192.168.1.108 | V5.4.0build 160401 | 192.168.1.1 | DS-2CD2T42WD-I520160504BBWR596073074 | 255.255.255.0 | bc-ad-28-34-af-4c | V7.3 build 160401
90 | DS-2CD2142FWD-I | 192.168.1.39 | V5.4.0build 160401 | 192.168.1.1 | DS-2CD2142FWD-I20160430BBWR596030901 | 255.255.255.0 | bc-ad-28-34-0c-e9 | V7.3 build 160401
91 | DS-2CD2142FWD-I | 192.168.1.116 | V5.4.0build 160401 | 192.168.1.1 | DS-2CD2142FWD-I20160503BBWR596032686 | 255.255.255.0 | bc-ad-28-34-13-e2 | V7.3 build 160401
92 | DS-2CD2142FWD-I | 192.168.1.81 | V5.4.0build 160401 | 192.168.1.1 | DS-2CD2142FWD-I20160503BBWR596031268 | 255.255.255.0 | bc-ad-28-34-0e-58 | V7.3 build 160401
93 | DS-2CD2142FWD-I | 192.168.1.163 | V5.4.0build 160401 | 192.168.1.1 | DS-2CD2142FWD-I20160503BBWR596029998 | 255.255.255.0 | bc-ad-28-34-09-62 | V7.3 build 160401
94 | DS-2CD2142FWD-I | 192.168.1.79 | V5.4.0build 160401 | 192.168.1.1 | DS-2CD2142FWD-I20160503BBWR596032677 | 255.255.255.0 | bc-ad-28-34-13-d9 | V7.3 build 160401
95 | DS-2CD2142FWD-I | 192.168.1.125 | V5.4.0build 160401 | 192.168.1.1 | DS-2CD2142FWD-I20160430BBWR596033079 | 255.255.255.0 | bc-ad-28-34-15-6b | V7.3 build 160401
96 | DS-2CD2142FWD-I | 192.168.1.44 | V5.4.0build 160401 |  | DS-2CD2142FWD-I20160503BBWR596032374 | 255.255.255.0 | bc-ad-28-34-12-aa | V7.3 build 160401
97 | DS-2CD2142FWD-I | 192.168.1.20 | V5.4.0build 160401 | 192.168.1.1 | DS-2CD2142FWD-I20160503BBWR596031287 | 255.255.255.0 | bc-ad-28-34-0e-6b | V7.3 build 160401
98 | DS-2CD2142FWD-I | 192.168.1.84 | V5.4.0build 160401 | 192.168.1.1 | DS-2CD2142FWD-I20160430BBWR596031737 | 255.255.255.0 | bc-ad-28-34-10-2d | V7.3 build 160401
99 | DS-2CD2142FWD-I | 192.168.1.72 | V5.4.0build 160401 | 192.168.1.1 | DS-2CD2142FWD-I20160503BBWR596030377 | 255.255.255.0 | bc-ad-28-34-0a-dd | V7.3 build 160401
100 | DS-2CD2142FWD-I | 192.168.1.130 | V5.4.0build 160401 | 192.168.1.1 | DS-2CD2142FWD-I20160503BBWR596032689 | 255.255.255.0 | bc-ad-28-34-13-e5 | V7.3 build 160401
101 | DS-2CD2T42WD-I5 | 192.168.1.173 | V5.4.0build 160401 | 192.168.1.1 | DS-2CD2T42WD-I520160504BBWR596073272 | 255.255.255.0 | bc-ad-28-34-b0-12 | V7.3 build 160401
102 | DS-2CD2142FWD-I | 192.168.1.36 | V5.4.0build 160401 | 192.168.1.1 | DS-2CD2142FWD-I20160503BBWR596031474 | 255.255.255.0 | bc-ad-28-34-0f-26 | V7.3 build 160401
103 | DS-2CD2142FWD-I | 192.168.1.24 | V5.4.0build 160401 | 192.168.1.1 | DS-2CD2142FWD-I20160503BBWR596030549 | 255.255.255.0 | bc-ad-28-34-0b-89 | V7.3 build 160401
104 | DS-2CD2142FWD-I | 192.168.1.170 | V5.4.0build 160401 | 192.168.1.1 | DS-2CD2142FWD-I20160503BBWR596032961 | 255.255.255.0 | bc-ad-28-34-14-f5 | V7.3 build 160401
105 | DS-2CD2142FWD-I | 192.168.1.132 | V5.4.0build 160401 | 192.168.1.1 | DS-2CD2142FWD-I20160503BBWR596030561 | 255.255.255.0 | bc-ad-28-34-0b-95 | V7.3 build 160401
106 | DS-2CD2142FWD-I | 192.168.1.62 | V5.4.0build 160401 |  | DS-2CD2142FWD-I20160503BBWR596032263 | 255.255.255.0 | bc-ad-28-34-12-3b | V7.3 build 160401
107 | DS-2CD2142FWD-I | 192.168.1.117 | V5.4.0build 160401 | 192.168.1.1 | DS-2CD2142FWD-I20160503BBWR596032694 | 255.255.255.0 | bc-ad-28-34-13-ea | V7.3 build 160401
108 | DS-2CD2T42WD-I5 | 192.168.1.158 | V5.4.4build 161125 | 192.168.1.1 | DS-2CD2T42WD-I520170117BBWR708701654 | 255.255.255.0 | 54-c4-15-61-0e-5b | V7.3 build 161122
109 | DS-2CD2142FWD-I | 192.168.1.68 | V5.4.0build 160401 |  | DS-2CD2142FWD-I20160503BBWR596032068 | 255.255.255.0 | bc-ad-28-34-11-78 | V7.3 build 160401
110 | DS-2CD2142FWD-I | 192.168.1.135 | V5.4.0build 160401 | 192.168.1.1 | DS-2CD2142FWD-I20160503BBWR596032280 | 255.255.255.0 | bc-ad-28-34-12-4c | V7.3 build 160401
111 | DS-2CD2142FWD-I | 192.168.1.18 | V5.4.0build 160401 | 192.168.1.1 | DS-2CD2142FWD-I20160503BBWR596030454 | 255.255.255.0 | bc-ad-28-34-0b-2a | V7.3 build 160401
112 | DS-2CD2T42WD-I5 | 192.168.1.137 | V5.4.0build 160401 | 192.168.1.1 | DS-2CD2T42WD-I520160504BBWR596073105 | 255.255.255.0 | bc-ad-28-34-af-6b | V7.3 build 160401
113 | DS-2CD2T42WD-I5 | 192.168.1.143 | V5.4.0build 160401 | 192.168.1.1 | DS-2CD2T42WD-I520160503BBWR596072451 | 255.255.255.0 | bc-ad-28-34-ac-dd | V7.3 build 160401
114 | DS-2CD2142FWD-I | 192.168.1.73 | V5.4.0build 160401 | 192.168.1.1 | DS-2CD2142FWD-I20160503BBWR596032261 | 255.255.255.0 | bc-ad-28-34-12-39 | V7.3 build 160401
115 | DS-2CD2T42WD-I5 | 192.168.1.109 | V5.4.0build 160401 | 192.168.1.1 | DS-2CD2T42WD-I520160504BBWR596073038 | 255.255.255.0 | bc-ad-28-34-af-28 | V7.3 build 160401
116 | DS-2CD2142FWD-I | 192.168.1.76 | V5.4.0build 160401 | 192.168.1.1 | DS-2CD2142FWD-I20160503BBWR596032687 | 255.255.255.0 | bc-ad-28-34-13-e3 | V7.3 build 160401
117 | DS-2CD2142FWD-I | 192.168.1.95 | V5.4.0build 160401 | 192.168.1.1 | DS-2CD2142FWD-I20160503BBWR596032274 | 255.255.255.0 | bc-ad-28-34-12-46 | V7.3 build 160401
118 | DS-2CD2142FWD-I | 192.168.1.45 | V5.4.0build 160401 |  | DS-2CD2142FWD-I20160503BBWR596032626 | 255.255.255.0 | bc-ad-28-34-13-a6 | V7.3 build 160401
119 | DS-2CD2T42WD-I5 | 192.168.1.118 | V5.4.0build 160401 | 192.168.1.1 | DS-2CD2T42WD-I520160504BBWR596073046 | 255.255.255.0 | bc-ad-28-34-af-30 | V7.3 build 160401
120 | DS-2CD2142FWD-I | 192.168.1.127 | V5.4.0build 160401 | 192.168.1.1 | DS-2CD2142FWD-I20160503BBWR596032503 | 255.255.255.0 | bc-ad-28-34-13-2b | V7.3 build 160401
121 | DS-2CD2142FWD-I | 192.168.1.131 | V5.4.0build 160401 | 192.168.1.1 | DS-2CD2142FWD-I20160503BBWR596032744 | 255.255.255.0 | bc-ad-28-34-14-1c | V7.3 build 160401
122 | DS-2CD2142FWD-I | 192.168.1.133 | V5.4.0build 160401 | 192.168.1.1 | DS-2CD2142FWD-I20160503BBWR596032040 | 255.255.255.0 | bc-ad-28-34-11-5c | V7.3 build 160401
123 | DS-2CD2142FWD-I | 192.168.1.33 | V5.4.0build 160401 | 192.168.1.1 | DS-2CD2142FWD-I20160503BBWR596029962 | 255.255.255.0 | bc-ad-28-34-09-3e | V7.3 build 160401
124 | DS-2CD2T42WD-I5 | 192.168.1.140 | V5.4.0build 160401 | 192.168.15.1 | DS-2CD2T42WD-I520160504BBWR596073220 | 255.255.255.0 | bc-ad-28-34-af-de | V7.3 build 160401
125 | DS-2CD2142FWD-I | 192.168.1.165 | V5.4.0build 160401 | 192.168.1.1 | DS-2CD2142FWD-I20160503BBWR596032623 | 255.255.255.0 | bc-ad-28-34-13-a3 | V7.3 build 160401
126 | DS-2CD2142FWD-I | 192.168.1.115 | V5.4.0build 160401 | 192.168.1.1 | DS-2CD2142FWD-I20160503BBWR596030128 | 255.255.255.0 | bc-ad-28-34-09-e4 | V7.3 build 160401
127 | DS-2CD2142FWD-I | 192.168.1.66 | V5.4.0build 160401 |  | DS-2CD2142FWD-I20160430BBWR596033082 | 255.255.255.0 | bc-ad-28-34-15-6e | V7.3 build 160401
128 | DS-2CD2142FWD-I | 192.168.1.64 | V5.4.0build 160401 | 192.168.1.1 | DS-2CD2142FWD-I20160503BBWR596032672 | 255.255.255.0 | bc-ad-28-34-13-d4 | V7.3 build 160401
129 | DS-2CD2142FWD-I | 192.168.1.28 | V5.4.0build 160401 | 192.168.1.1 | DS-2CD2142FWD-I20160503BBWR596031422 | 255.255.255.0 | bc-ad-28-34-0e-f2 | V7.3 build 160401
130 | DS-2CD2142FWD-I | 192.168.1.41 | V5.4.0build 160401 | 192.168.1.1 | DS-2CD2142FWD-I20160503BBWR596032681 | 255.255.255.0 | bc-ad-28-34-13-dd | V7.3 build 160401
131 | DS-2CD2142FWD-I | 192.168.1.154 | V5.4.0build 160401 | 192.168.1.1 | DS-2CD2142FWD-I20160503BBWR596032659 | 255.255.255.0 | bc-ad-28-34-13-c7 | V7.3 build 160401
132 | DS-2CD2142FWD-I | 192.168.1.88 | V5.4.0build 160401 | 192.168.1.1 | DS-2CD2142FWD-I20160503BBWR596029990 | 255.255.255.0 | bc-ad-28-34-09-5a | V7.3 build 160401
133 | DS-2CD2142FWD-I | 192.168.1.86 | V5.4.0build 160401 | 192.168.1.1 | DS-2CD2142FWD-I20160503BBWR596030361 | 255.255.255.0 | bc-ad-28-34-0a-cd | V7.3 build 160401
134 | DS-2CD2142FWD-I | 192.168.1.128 | V5.4.0build 160401 | 192.168.1.1 | DS-2CD2142FWD-I20160503BBWR596030465 | 255.255.255.0 | bc-ad-28-34-0b-35 | V7.3 build 160401
135 | DS-2CD2142FWD-I | 192.168.1.87 | V5.4.0build 160401 | 192.168.1.1 | DS-2CD2142FWD-I20160503BBWR596030587 | 255.255.255.0 | bc-ad-28-34-0b-af | V7.3 build 160401
136 | DS-2CD2T42WD-I5 | 192.168.1.144 | V5.4.0build 160401 | 192.168.15.1 | DS-2CD2T42WD-I520160504BBWR596073088 | 255.255.255.0 | bc-ad-28-34-af-5a | V7.3 build 160401
137 | DS-2CD2142FWD-I | 192.168.1.161 | V5.4.0build 160401 | 192.168.1.1 | DS-2CD2142FWD-I20160503BBWR596031234 | 255.255.255.0 | bc-ad-28-34-0e-36 | V7.3 build 160401
138 | DS-2CD2T42WD-I5 | 192.168.1.59 | V5.4.0build 160401 |  | DS-2CD2T42WD-I520160504BBWR596073052 | 255.255.255.0 | bc-ad-28-34-af-36 | V7.3 build 160401
139 | DS-2CD2142FWD-I | 192.168.1.111 | V5.4.0build 160401 | 192.168.1.1 | DS-2CD2142FWD-I20160503BBWR596032751 | 255.255.255.0 | bc-ad-28-34-14-23 | V7.3 build 160401
140 | DS-2CD2T42WD-I5 | 192.168.1.166 | V5.4.0build 160401 | 192.168.1.1 | DS-2CD2T42WD-I520160503BBWR596072388 | 255.255.255.0 | bc-ad-28-34-ac-9e | V7.3 build 160401
141 | DS-2CD2142FWD-I | 192.168.1.123 | V5.4.0build 160401 | 192.168.1.1 | DS-2CD2142FWD-I20160503BBWR596032671 | 255.255.255.0 | bc-ad-28-34-13-d3 | V7.3 build 160401
142 | DS-2CD2142FWD-I | 192.168.1.67 | V5.4.0build 160401 |  | DS-2CD2142FWD-I20160503BBWR596032140 | 255.255.255.0 | bc-ad-28-34-11-c0 | V7.3 build 160401
143 | DS-2CD2142FWD-I | 192.168.1.54 | V5.4.0build 160401 |  | DS-2CD2142FWD-I20160503BBWR596032614 | 255.255.255.0 | bc-ad-28-34-13-9a | V7.3 build 160401
144 | DS-2CD2142FWD-I | 192.168.1.101 | V5.4.0build 160401 | 192.168.1.1 | DS-2CD2142FWD-I20160503BBWR596030592 | 255.255.255.0 | bc-ad-28-34-0b-b4 | V7.3 build 160401
145 | DS-2CD2T42WD-I5 | 192.168.1.146 | V5.4.0build 160401 | 192.168.1.1 | DS-2CD2T42WD-I520160504BBWR596073113 | 255.255.255.0 | bc-ad-28-34-af-73 | V7.3 build 160401
146 | DS-2CD2142FWD-I | 192.168.1.134 | V5.4.0build 160401 | 192.168.1.1 | DS-2CD2142FWD-I20160430BBWR596033307 | 255.255.255.0 | bc-ad-28-34-16-4f | V7.3 build 160401
147 | DS-2CD2142FWD-I | 192.168.1.11 | V5.4.0build 160401 | 192.168.1.1 | DS-2CD2142FWD-I20160503BBWR596031274 | 255.255.255.0 | bc-ad-28-34-0e-5e | V7.3 build 160401
148 | DS-2CD2142FWD-I | 192.168.1.46 | V5.4.0build 160401 |  | DS-2CD2142FWD-I20160503BBWR596031473 | 255.255.255.0 | bc-ad-28-34-0f-25 | V7.3 build 160401
149 | DS-2CD2142FWD-I | 192.168.1.49 | V5.4.0build 160401 |  | DS-2CD2142FWD-I20160503BBWR596030348 | 255.255.255.0 | bc-ad-28-34-0a-c0 | V7.3 build 160401
150 | DS-2CD2T42WD-I5 | 192.168.1.151 | V5.4.0build 160401 | 192.168.1.1 | DS-2CD2T42WD-I520160504BBWR596073129 | 255.255.255.0 | bc-ad-28-34-af-83 | V7.3 build 160401
151 | DS-2CD2142FWD-I | 192.168.1.29 | V5.4.0build 160401 | 192.168.1.1 | DS-2CD2142FWD-I20160503BBWR596030624 | 255.255.255.0 | bc-ad-28-34-0b-d4 | V7.3 build 160401
152 | DS-2CD2142FWD-I | 192.168.1.12 | V5.4.0build 160401 | 192.168.1.1 | DS-2CD2142FWD-I20160503BBWR596030394 | 255.255.255.0 | bc-ad-28-34-0a-ee | V7.3 build 160401
153 | DS-2CD2T42WD-I5 | 192.168.1.150 | V5.4.0build 160401 | 192.168.1.1 | DS-2CD2T42WD-I520160504BBWR596073249 | 255.255.255.0 | bc-ad-28-34-af-fb | V7.3 build 160401
154 | DS-2CD2142FWD-I | 192.168.1.51 | V5.4.0build 160401 |  | DS-2CD2142FWD-I20160503BBWR596032646 | 255.255.255.0 | bc-ad-28-34-13-ba | V7.3 build 160401
155 | DS-2CD2142FWD-I | 192.168.1.14 | V5.4.0build 160401 | 192.168.1.1 | DS-2CD2142FWD-I20160503BBWR596031266 | 255.255.255.0 | bc-ad-28-34-0e-56 | V7.3 build 160401
156 | DS-2CD2142FWD-I | 192.168.1.171 | V5.4.0build 160401 | 192.168.1.1 | DS-2CD2142FWD-I20160503BBWR596032918 | 255.255.255.0 | bc-ad-28-34-14-ca | V7.3 build 160401
157 | DS-2CD2142FWD-I | 192.168.1.75 | V5.4.0build 160401 | 192.168.1.1 | DS-2CD2142FWD-I20160503BBWR596032602 | 255.255.255.0 | bc-ad-28-34-13-8e | V7.3 build 160401
158 | DS-2CD2T42WD-I5 | 192.168.1.147 | V5.4.0build 160401 | 192.168.1.1 | DS-2CD2T42WD-I520160504BBWR596073061 | 255.255.255.0 | bc-ad-28-34-af-3f | V7.3 build 160401
159 | DS-2CD2142FWD-I | 192.168.1.126 | V5.4.0build 160401 | 192.168.1.1 | DS-2CD2142FWD-I20160503BBWR596031628 | 255.255.255.0 | bc-ad-28-34-0f-c0 | V7.3 build 160401
160 | DS-2CD2142FWD-I | 192.168.1.103 | V5.4.0build 160401 | 192.168.1.1 | DS-2CD2142FWD-I20160503BBWR596032360 | 255.255.255.0 | bc-ad-28-34-12-9c | V7.3 build 160401
161 | DS-2CD2142FWD-I | 192.168.1.70 | V5.4.0build 160401 |  | DS-2CD2142FWD-I20160503BBWR596032122 | 255.255.255.0 | bc-ad-28-34-11-ae | V7.3 build 160401
162 | DS-2CD2T42WD-I5 | 192.168.1.155 | V5.4.0build 160401 | 192.168.1.1 | DS-2CD2T42WD-I520160504BBWR596073332 | 255.255.255.0 | bc-ad-28-34-b0-4e | V7.3 build 160401
163 | DS-2CD2T42WD-I5 | 192.168.1.102 | V5.4.0build 160401 | 192.168.1.1 | DS-2CD2T42WD-I520160503BBWR596072344 | 255.255.255.0 | bc-ad-28-34-ac-72 | V7.3 build 160401
164 | DS-2CD2T42WD-I5 | 192.168.1.142 | V5.4.0build 160401 | 192.168.15.1 | DS-2CD2T42WD-I520160504BBWR596072654 | 255.255.255.0 | bc-ad-28-34-ad-a8 | V7.3 build 160401
165 | DS-2CD2142FWD-I | 192.168.1.89 | V5.4.0build 160401 | 192.168.1.1 | DS-2CD2142FWD-I20160430BBWR596030862 | 255.255.255.0 | bc-ad-28-34-0c-c2 | V7.3 build 160401
166 | DS-2CD2142FWD-I | 192.168.1.110 | V5.4.0build 160401 | 192.168.1.1 | DS-2CD2142FWD-I20160503BBWR596032246 | 255.255.255.0 | bc-ad-28-34-12-2a | V7.3 build 160401
167 | DS-2CD2142FWD-I | 192.168.1.53 | V5.4.0build 160401 |  | DS-2CD2142FWD-I20160503BBWR596032612 | 255.255.255.0 | bc-ad-28-34-13-98 | V7.3 build 160401
168 | DS-2CD2742FWD-IS | 192.168.1.141 | V5.4.1build 160525 | 192.168.1.1 | DS-2CD2742FWD-IS20160728BBWR631291683 | 255.255.255.0 | a4-14-37-04-9a-26 | V7.3 build 160525
169 | DS-2CD2142FWD-I | 192.168.1.74 | V5.4.0build 160401 | 192.168.1.1 | DS-2CD2142FWD-I20160503BBWR596030507 | 255.255.255.0 | bc-ad-28-34-0b-5f | V7.3 build 160401

## APs
Q3AL-D9LE-9ZXT(Defective and returned)
BSB APs
| Total Count | 212
Sl No | Asset Tag | Model No. | Manufacturer | Serial | MAC Address
1 | ADMIN-1F-01 | MR44-HW | Cisco | Q3AL-7PA2-ZAVJ | e4:55:a8:27:1e:ec
2 | ADMIN-1F-03 | MR44-HW | Cisco | Q3AL-9PNW-GV5A | e4:55:a8:27:30:4d
3 | ADMIN-1F-CORIDOR-01 | MR44-HW | Cisco | Q3AL-3NMD-5DJX | e4:55:a8:27:47:24
4 | ADMIN-1F-IT | MR44-HW | Cisco | Q3AL-94ZT-AU3R | e4:55:a8:27:2a:af
5 | ADMIN-GF-03 | MR44-HW | Cisco | Q3AL-5CYS-Z4PN | e4:55:a8:27:28:8f
6 | ADMIN-GF-Boardroom-01 | MR46-HW | Cisco | Q3AC-4LV3-KLN9 | a8:46:9d:3a:51:20
7 | ADMIN-GF-HOS-02 | MR44-HW | Cisco | Q3AL-WRWX-A655 | e4:55:a8:1a:f7:98
8 | BSB-OUTDOOR-ADMIN | MR76-HW | Cisco | Q3AK-UG8W-BMC8 | e4:55:a8:24:80:e1
9 | BSB-OUTDOOR-BSKT-COURT-1 | MR76-HW | Cisco | Q3AK-T6LV-KWSB | e4:55:a8:24:78:6e
10 | BSB-OUTDOOR-BSKT-COURT-2 | MR76-HW | Cisco | Q3AK-UG3N-MYWT | e4:55:a8:24:80:dc
11 | BSB-OUTDOOR-INFANT-MB | MR76-HW | Cisco | Q3AK-UGFU-GTFA | e4:55:a8:24:80:ef
12 | BSB-OUTDOOR-PITCH-1 | MR76-HW | Cisco | Q3AK-VE5V-HKGK | e4:55:a8:24:86:f5
13 | BSB-OUTDOOR-PITCH-2 | MR76-HW | Cisco | Q3AK-QXQV-LJZA | e4:55:a8:24:69:fb
14 | BSB-OUTDOOR-POOL | MR76-HW | Cisco | Q3AK-UG8J-27CU | e4:55:a8:24:80:df
15 | BSB-OUTDOOR-SJ-ECO | MR76-HW | Cisco | Q3AK-VA8G-PVXW | e4:55:a8:24:86:3d
16 | IN-GF-SPORTSHALL | MR44-HW | Cisco | Q3AL-NWF4-WBDW | e4:55:a8:27:1f:8f
17 | IN-MB-1F-01 | MR44-HW | Cisco | Q3AL-DQH4-Y44L | e4:55:a8:27:20:79
18 | IN-MB-1F-02 | MR44-HW | Cisco | Q3AL-9QHX-K8QS | e4:55:a8:27:2a:26
19 | IN-MB-1F-03 | MR44-HW | Cisco | Q3AL-HJWB-33FJ | e4:55:a8:27:2d:ca
20 | IN-MB-1F-04 | MR44-HW | Cisco | Q3AL-AXSY-ZJYD | e4:55:a8:27:1f:c8
21 | IN-MB-1F-05 | MR44-HW | Cisco | Q3AL-MJXM-2G96 | e4:55:a8:27:20:9e
22 | IN-MB-1F-06 | MR44-HW | Cisco | Q3AL-X36V-RTX7 | e4:55:a8:27:30:ac
23 | IN-MB-1F-07 | MR44-HW | Cisco | Q3AL-NPS7-AP9C | e4:55:a8:27:1f:98
24 | IN-MB-1F-08 | MR44-HW | Cisco | Q3AL-MY75-SEGG | e4:55:a8:27:20:e2
25 | IN-MB-1F-09 | MR44-HW | Cisco | Q3AL-KCQA-LUBQ | e4:55:a8:27:28:67
26 | IN-MB-1F-10 | MR44-HW | Cisco | Q3AL-DPEB-9N4P | e4:55:a8:27:2e:33
27 | IN-MB-1F-11 | MR44-HW | Cisco | Q3AL-NFXR-TS4U | e4:55:a8:27:2e:ba
28 | IN-MB-GF-01 | MR44-HW | Cisco | Q3AL-8P5S-SH24 | e4:55:a8:27:2c:c3
29 | IN-MB-GF-02 | MR44-HW | Cisco | Q3AL-Y9MT-P9BD | e4:55:a8:27:29:1d
30 | IN-MB-GF-03 | MR44-HW | Cisco | Q3AL-XAAR-MBN8 | e4:55:a8:27:2b:55
31 | IN-MB-GF-04 | MR44-HW | Cisco | Q3AL-G8GX-KHZH | e4:55:a8:27:2e:49
32 | IN-MB-GF-05 | MR44-HW | Cisco | Q3AL-SLTS-ZM7F | e4:55:a8:27:2c:89
33 | IN-MB-GF-06 | MR44-HW | Cisco | Q3AL-38SA-SRAW | e4:55:a8:27:1f:13
34 | IN-MB-GF-07 | MR44-HW | Cisco | Q3AL-CJP8-TSUS | e4:55:a8:27:2b:39
35 | IN-MB-GF-08 | MR44-HW | Cisco | Q3AL-MD5L-JC5Y | e4:55:a8:27:2c:c0
36 | IN-MB-GF-09 | MR44-HW | Cisco | Q3AL-HQT6-R4QE | e4:55:a8:27:28:c1
37 | IN-MB-GF-10 | MR44-HW | Cisco | Q3AL-D6U3-UUPF | e4:55:a8:27:2c:c6
38 | IN-MB-GF-11 | MR44-HW | Cisco | Q3AL-6NHW-DCUG | e4:55:a8:27:1f:93
39 | IN-MB-GF-12 | MR44-HW | Cisco | Q3AL-RRUA-ELGE | e4:55:a8:27:1f:12
40 | IN-MB-GF-13 | MR44-HW | Cisco | Q3AL-XS4V-JH39 | e4:55:a8:27:1f:92
41 | IN-MB-GF-14 | MR44-HW | Cisco | Q3AL-6XRE-PSEY | e4:55:a8:1b:d2:54
42 | IN-MB-GF-CORIDOR-01 | MR44-HW | Cisco | Q3AL-WATQ-957A | e4:55:a8:1b:88:4f
43 | IN-POOL-1F-01 | MR44-HW | Cisco | Q3AL-ETM2-U7JQ | e4:55:a8:27:1f:d5
44 | IN-POOL-1F-02 | MR44-HW | Cisco | Q3AL-Q75V-N36A | e4:55:a8:1b:07:20
45 | IN-POOL-1F-03 | MR44-HW | Cisco | Q3AL-4NRX-FFU5 | e4:55:a8:27:2e:23
46 | IN-POOL-1F-04 | MR44-HW | Cisco | Q3AL-BLKL-8CQZ | e4:55:a8:27:18:73
47 | IN-POOL-1F-05 | MR44-HW | Cisco | Q3AL-CS62-LK9V | e4:55:a8:27:1f:09
48 | IN-POOL-1F-07 | MR44-HW | Cisco | Q3AL-NHUS-RV3N | e4:55:a8:27:2b:3d
49 | IN-POOL-1F-08 | MR44-HW | Cisco | Q3AL-LJQS-DHGY | e4:55:a8:27:2e:35
50 | IN-POOL-1F-09 | MR44-HW | Cisco | Q3AL-P8VP-XKU3 | e4:55:a8:27:28:c0
51 | IN-POOL-1F-10 | MR44-HW | Cisco | Q3AL-3ER5-JA2E | e4:55:a8:27:2a:35
52 | IN-POOL-1F-11 | MR44-HW | Cisco | Q3AL-84MX-W4YF | e4:55:a8:27:46:77
53 | IN-POOL-1F-12 | MR44-HW | Cisco | Q3AL-V7HW-M58H | e4:55:a8:27:2d:53
54 | IN-POOL-1F-13 | MR44-HW | Cisco | Q3AL-YTND-82YQ | e4:55:a8:27:1b:a5
55 | IN-POOL-1F-14 | MR44-HW | Cisco | Q3AL-W5L9-AUXJ | e4:55:a8:27:2b:4c
56 | IN-POOL-1F-15 | MR44-HW | Cisco | Q3AL-ZQ5B-56YG | e4:55:a8:27:21:4f
57 | IN-POOL-1F-16 | MR44-HW | Cisco | Q3AL-DAM8-8YMZ | e4:55:a8:27:19:d7
58 | IN-POOL-1F-17 | MR44-HW | Cisco | Q3AL-J2C8-4MS8 | e4:55:a8:27:1f:8b
59 | IN-POOL-1F-CORIDOR-01 | MR44-HW | Cisco | Q3AL-QUFH-GFQB | e4:55:a8:27:47:20
60 | IN-POOL-1F-CORIDOR-02 | MR44-HW | Cisco | Q3AL-HJUD-7RWD | e4:55:a8:27:28:32
61 | IN-POOL-1F-ICT-06 | MR44-HW | Cisco | Q3AL-DT6Y-3FKC | e4:55:a8:27:47:21
62 | IN-POOL-2F-01 | MR44-HW | Cisco | Q3AL-668X-ZVKP | e4:55:a8:27:1f:2b
63 | IN-POOL-2F-02 | MR44-HW | Cisco | Q3AL-9HJT-NGKN | e4:55:a8:27:2c:fc
64 | IN-POOL-2F-03 | MR44-HW | Cisco | Q3AL-23M5-SVLZ | e4:55:a8:27:16:e7
65 | IN-POOL-2F-04 | MR44-HW | Cisco | Q3AL-8QB2-GRF6 | e4:55:a8:27:2a:2d
66 | IN-POOL-2F-CORIDOR-01 | MR44-HW | Cisco | Q3AL-CGPB-RGBA | e4:55:a8:27:16:17
67 | IN-POOL-GF-01 | MR44-HW | Cisco | Q3AL-X34W-QKN8 | e4:55:a8:27:47:1b
68 | IN-POOL-GF-02 | MR44-HW | Cisco | Q3AL-BWY9-Q6F2 | e4:55:a8:27:18:b3
69 | IN-POOL-GF-03 | MR44-HW | Cisco | Q3AL-PA6E-M5YK | e4:55:a8:27:1f:db
70 | IN-POOL-GF-04 | MR44-HW | Cisco | Q3AL-KVQK-9CTC | e4:55:a8:27:20:da
71 | IN-POOL-GF-CORIDOR-01 | MR44-HW | Cisco | Q3AL-RKLN-KWL2 | e4:55:a8:27:2d:c7
72 | MULTI PUR HALL-01 | MR44-HW | Cisco | Q3AL-AWLV-ZLL7 | e4:55:a8:1b:0c:a1
73 | SJ-1F-01 | MR44-HW | Cisco | Q3AL-QVDB-TFY9 | e4:55:a8:27:18:d3
74 | SJ-1F-02 | MR44-HW | Cisco | Q3AL-9G5D-5MV2 | e4:55:a8:27:27:2c
75 | SJ-1F-03 | MR44-HW | Cisco | Q3AL-MHE5-2ZED | e4:55:a8:27:20:88
76 | SJ-1F-04 | MR44-HW | Cisco | Q3AL-4RSA-TWLD | e4:55:a8:27:2e:ab
77 | SJ-1F-05 | MR44-HW | Cisco | Q3AL-T6TU-BF3A | e4:55:a8:27:2c:ee
78 | SJ-1F-07 | MR44-HW | Cisco | Q3AL-DB6H-STUS | e4:55:a8:27:2e:c7
79 | SJ-1F-08 | MR44-HW | Cisco | Q3AL-RBGN-EWFT | e4:55:a8:27:1a:35
80 | SJ-1F-09 | MR44-HW | Cisco | Q3AL-UQNH-C52X | e4:55:a8:27:18:cb
81 | SJ-1F-10 | MR44-HW | Cisco | Q3AL-CXAU-K5Z5 | e4:55:a8:27:20:e0
82 | SJ-1F-11 | MR44-HW | Cisco | Q3AL-C4B7-V89V | e4:55:a8:27:2c:e6
83 | SJ-1F-12 | MR44-HW | Cisco | Q3AL-GU96-632N | e4:55:a8:27:46:94
84 | SJ-1F-13 | MR44-HW | Cisco | Q3AL-X7Z3-3RAE | e4:55:a8:27:21:64
85 | SJ-1F-14 | MR44-HW | Cisco | Q3AL-B5TZ-W9HA | e4:55:a8:27:47:26
86 | SJ-1F-15 | MR44-HW | Cisco | Q3AL-D6TY-X9A2 | e4:55:a8:27:2c:c8
87 | SJ-1F-16 | MR44-HW | Cisco | Q3AL-5XXW-QLM5 | e4:55:a8:27:20:98
88 | SJ-1F-17 | MR44-HW | Cisco | Q3AL-C6G9-WP6N | e4:55:a8:1b:b5:83
89 | SJ-1F-18 | MR44-HW | Cisco | Q3AL-TT93-SJ33 | e4:55:a8:1b:b3:88
90 | SJ-1F-19 | MR44-HW | Cisco | Q3AL-7QDH-NN6F | e4:55:a8:1b:ca:a6
91 | SJ-1F-20 | MR44-HW | Cisco | Q3AL-R3HY-X2JD | e4:55:a8:1b:90:9f
92 | SJ-1F-21 | MR44-HW | Cisco | Q3AL-9V2L-YPFC | e4:55:a8:1b:0b:80
93 | SJ-1F-22 | MR44-HW | Cisco | Q3AL-8NPS-85DD | e4:55:a8:1b:cd:f9
94 | SJ-1F-23 | MR44-HW | Cisco | Q3AL-8TK9-XHL3 | e4:55:a8:1b:c9:94
95 | SJ-1F-24 | MR44-HW | Cisco | Q3AL-D35P-8WGT | e4:55:a8:1b:aa:7b
96 | SJ-1F-25 | MR44-HW | Cisco | Q3AL-SVQW-A3UY | e4:55:a8:1b:9b:a3
97 | SJ-1F-26 | MR44-HW | Cisco | Q3AL-TRYW-2PAD | e4:55:a8:1b:b6:31
98 | SJ-1F-27 | MR44-HW | Cisco | Q3AL-7ZC2-L6PN | e4:55:a8:27:11:c5
99 | SJ-1F-28 | MR44-HW | Cisco | Q3AL-QWKG-4M94 | e4:55:a8:27:1b:94
100 | SJ-1F-29 | MR44-HW | Cisco | Q3AL-AFB6-7JPV | e4:55:a8:27:16:ed
101 | SJ-1F-30 | MR44-HW | Cisco | Q3AL-VLFT-X9SL | e4:55:a8:27:1b:3f
102 | SJ-1F-31 | MR44-HW | Cisco | Q3AL-88MX-JLD4 | e4:55:a8:27:2d:25
103 | SJ-1F-32 | MR44-HW | Cisco | Q3AL-EEXQ-SEXJ | e4:55:a8:27:26:c3
104 | SJ-1F-33 | MR44-HW | Cisco | Q3AL-QTJ9-P89J | e4:55:a8:1b:86:48
105 | SJ-1F-34 | MR44-HW | Cisco | Q3AL-D28C-CV8C | e4:55:a8:1b:a3:d7
106 | SJ-1F-35 | MR44-HW | Cisco | Q3AL-S9PB-F94N | e4:55:a8:1b:9a:d4
107 | SJ-1F-36 | MR44-HW | Cisco | Q3AL-L7VK-H8Q8 | e4:55:a8:27:2f:9c
108 | SJ-1F-37 | MR44-HW | Cisco | Q3AL-BCSH-LL5W | e4:55:a8:27:29:4c
109 | SJ-1F-38 | MR44-HW | Cisco | Q3AL-Q5YN-LNPA | e4:55:a8:27:29:b5
110 | SJ-1F-39 | MR44-HW | Cisco | Q3AL-G95E-GUKK | e4:55:a8:27:28:30
111 | SJ-1F-40 | MR44-HW | Cisco | Q3AL-GWGW-PNJM | e4:55:a8:27:28:68
112 | SJ-1F-B-06 | MR44-HW | Cisco | Q3AL-7B3V-M442 | e4:55:a8:27:1f:ba
113 | SJ-1F-CORIDOR-01 | MR44-HW | Cisco | Q3AL-3JN3-DRBY | e4:55:a8:27:1f:b3
114 | SJ-1F-CORIDOR-02 | MR44-HW | Cisco | Q3AL-TLL6-4MPM | e4:55:a8:1b:95:14
115 | SJ-1F-CORIDOR-03 | MR44-HW | Cisco | Q3AL-SKBA-2EU2 | e4:55:a8:27:19:2a
116 | SJ-1F-ICT-01 | MR44-HW | Cisco | Q3AL-6BK8-MV33 | e4:55:a8:27:18:ad
117 | SJ-1F-LIBRARY-01 | MR44-HW | Cisco | Q3AL-3LE6-KLPM | e4:55:a8:27:2e:c0
118 | SJ-2F-01 | MR44-HW | Cisco | Q3AL-94YZ-DLSA | e4:55:a8:27:2d:d1
119 | SJ-2F-02 | MR44-HW | Cisco | Q3AL-7EKM-ZD5Z | e4:55:a8:27:2a:54
120 | SJ-2F-03 | MR44-HW | Cisco | Q3AL-YBYU-SBFN | e4:55:a8:27:30:f7
121 | SJ-2F-04 | MR44-HW | Cisco | Q3AL-GUBP-UNMJ | e4:55:a8:27:18:b6
122 | SJ-2F-05 | MR44-HW | Cisco | Q3AL-TLU3-QDLV | e4:55:a8:27:30:b4
123 | SJ-2F-06 | MR44-HW | Cisco | Q3AL-YN97-83ZM | e4:55:a8:27:2a:0e
124 | SJ-2F-07 | MR44-HW | Cisco | Q3AL-WSYQ-4CS8 | e4:55:a8:27:2a:9a
125 | SJ-2F-08 | MR44-HW | Cisco | Q3AL-RZR2-FPB3 | e4:55:a8:27:1e:d9
126 | SJ-2F-09 | MR44-HW | Cisco | Q3AL-KG6R-BT9E | e4:55:a8:27:2c:11
127 | SJ-2F-10 | MR44-HW | Cisco | Q3AL-W7H4-PGYR | e4:55:a8:27:1f:0e
128 | SJ-2F-11 | MR44-HW | Cisco | Q3AL-LPMS-BFHT | e4:55:a8:27:1f:9b
129 | SJ-2F-12 | MR44-HW | Cisco | Q3AL-B7XH-BUMR | e4:55:a8:27:1c:03
130 | SJ-2F-13 | MR44-HW | Cisco | Q3AL-9JFK-8ZMY | e4:55:a8:27:20:8c
131 | SJ-2F-14 | MR44-HW | Cisco | Q3AL-MRFK-DYUP | e4:55:a8:27:20:c3
132 | SJ-2F-15 | MR44-HW | Cisco | Q3AL-W3DW-EM3W | e4:55:a8:27:1f:ac
133 | SJ-2F-16 | MR44-HW | Cisco | Q3AL-T5UK-5WET | e4:55:a8:27:21:6e
134 | SJ-2F-17 | MR44-HW | Cisco | Q3AL-KEPT-W6YJ | e4:55:a8:27:20:ae
135 | SJ-2F-18 | MR44-HW | Cisco | Q3AL-UAU3-2R8T | e4:55:a8:27:19:d9
136 | SJ-2F-19 | MR44-HW | Cisco | Q3AL-68WH-B4YC | e4:55:a8:27:18:d2
137 | SJ-2F-20 | MR44-HW | Cisco | Q3AL-V648-VSFK | e4:55:a8:27:20:73
138 | SJ-2F-21 | MR44-HW | Cisco | Q3AL-AQ6A-8XZ3 | e4:55:a8:27:26:9b
139 | SJ-2F-22 | MR44-HW | Cisco | Q3AL-ZR27-2NZK | e4:55:a8:27:19:0c
140 | SJ-2F-23 | MR44-HW | Cisco | Q3AL-ACC3-83YW | e4:55:a8:27:20:fc
141 | SJ-2F-24 | MR44-HW | Cisco | Q3AL-REW7-KH9W | e4:55:a8:27:2d:bf
142 | SJ-2F-25 | MR44-HW | Cisco | Q3AL-9SYE-G3T4 | e4:55:a8:27:1f:da
143 | SJ-2F-26 | MR44-HW | Cisco | Q3AL-WUBN-ZL4K | e4:55:a8:1a:f7:f0
144 | SJ-2F-27 | MR44-HW | Cisco | Q3AL-W7DK-RFAN | e4:55:a8:27:20:ab
145 | SJ-2F-28 | MR44-HW | Cisco | Q3AL-33KN-HNWA | e4:55:a8:27:20:93
146 | SJ-2F-28 | MR44-HW | Cisco | Q3AL-32EP-GGJX | e4:55:a8:27:2d:05
147 | SJ-2F-29 | MR44-HW | Cisco | Q3AL-EVYJ-S8DJ | e4:55:a8:27:2b:85
148 | SJ-2F-30 | MR44-HW | Cisco | Q3AL-5UQ2-8JGA | e4:55:a8:27:2a:71
149 | SJ-2F-31 | MR44-HW | Cisco | Q3AL-KTPC-NNLQ | e4:55:a8:27:20:b4
150 | SJ-2F-32 | MR44-HW | Cisco | Q3AL-Y4FU-JWT8 | e4:55:a8:27:30:ab
151 | SJ-2F-33 | MR44-HW | Cisco | Q3AL-M36E-GUXJ | e4:55:a8:27:1f:af
152 | SJ-2F-34 | MR44-HW | Cisco | Q3AL-S756-QCQ9 | e4:55:a8:27:29:fe
153 | SJ-2F-35 | MR44-HW | Cisco | Q3AL-BRND-CYEC | e4:55:a8:27:16:e8
154 | SJ-2F-36 | MR44-HW | Cisco | Q3AL-34T6-RK8C | e4:55:a8:27:16:b4
155 | SJ-2F-37 | MR44-HW | Cisco | Q3AL-PJDX-45YP | e4:55:a8:27:29:a1
156 | SJ-2F-39 | MR44-HW | Cisco | Q3AL-UR2P-2DRY | e4:55:a8:27:26:b4
157 | SJ-2F-40 | MR44-HW | Cisco | Q3AL-HB3Q-MJWL | e4:55:a8:27:28:d9
158 | SJ-2F-41 | MR44-HW | Cisco | Q3AL-YM95-354F | e4:55:a8:27:19:b5
159 | SJ-2F-44 | MR44-HW | Cisco | Q3AL-DNS9-A33S | e4:55:a8:27:2b:1a
160 | SJ-2F-CORIDOR-01 | MR44-HW | Cisco | Q3AL-UG2A-8CAN | e4:55:a8:1b:07:1a
161 | SJ-2F-CORIDOR-02 | MR46-HW | Cisco | Q3AC-EXZ4-VXKA | a8:46:9d:3a:50:5b
162 | SJ-2F-CORIDOR-03 | MR44-HW | Cisco | Q3AL-66SD-6HFW | e4:55:a8:27:1d:41
163 | SJ-2F-CORIDOR-03 | MR44-HW | Cisco | Q3AL-2Z2J-8HGB | e4:55:a8:27:2e:6c
164 | SJ-2F-LIBRARY-01 | MR46-HW | Cisco | Q3AC-Q5RG-5LSK | a8:46:9d:3a:50:ed
165 | SJ-CORIDOR-03 | MR44-HW | Cisco | Q3AL-QKVT-YAP3 | e4:55:a8:1b:9b:24
166 | SJ-GF-01 | MR44-HW | Cisco | Q3AL-E4TL-9TMJ | e4:55:a8:27:26:c0
167 | SJ-GF-02 | MR44-HW | Cisco | Q3AL-AGXH-4WNN | e4:55:a8:27:07:94
168 | SJ-GF-03 | MR44-HW | Cisco | Q3AL-RP3X-2TTL | e4:55:a8:1b:aa:8d
169 | SJ-GF-04 | MR44-HW | Cisco | Q3AL-SNMA-MQ6W | e4:55:a8:1b:b0:1e
170 | SJ-GF-05 | MR44-HW | Cisco | Q3AL-BWEN-SKVQ | e4:55:a8:1b:b8:7b
171 | SJ-GF-06 | MR44-HW | Cisco | Q3AL-KZY5-6GWN | e4:55:a8:1b:89:99
172 | SJ-GF-07 | MR44-HW | Cisco | Q3AL-ACXX-YLH4 | e4:55:a8:27:2e:6d
173 | SJ-GF-08 | MR44-HW | Cisco | Q3AL-5GD6-4M3C | e4:55:a8:27:2d:c4
174 | SJ-GF-09 | MR44-HW | Cisco | Q3AL-Q5CP-RYY8 | e4:55:a8:27:26:d2
175 | SJ-GF-10 | MR44-HW | Cisco | Q3AL-QNJA-J2GC | e4:55:a8:27:2d:c8
176 | SJ-GF-11 | MR44-HW | Cisco | Q3AL-6GLN-ZCEM | e4:55:a8:27:46:20
177 | SJ-GF-12 | MR44-HW | Cisco | Q3AL-6953-BX4E | e4:55:a8:27:26:ca
178 | SJ-GF-13 | MR44-HW | Cisco | Q3AL-GGJT-3GA9 | e4:55:a8:27:2c:ef
179 | SJ-GF-14 | MR44-HW | Cisco | Q3AL-J4BW-EPZ2 | e4:55:a8:27:19:cb
180 | SJ-GF-15 | MR44-HW | Cisco | Q3AL-4SN3-FUK2 | e4:55:a8:27:20:e1
181 | SJ-GF-17 | MR44-HW | Cisco | Q3AL-PM4C-GADB | e4:55:a8:27:26:c7
182 | SJ-GF-18 | MR44-HW | Cisco | Q3AL-VN3B-WUSX | e4:55:a8:27:27:78
183 | SJ-GF-19 | MR44-HW | Cisco | Q3AL-NKCN-A4MY | e4:55:a8:1a:f7:7f
184 | SJ-GF-20 | MR44-HW | Cisco | Q3AL-VPGC-NT4V | e4:55:a8:1b:a6:9b
185 | SJ-GF-21 | MR44-HW | Cisco | Q3AL-SEHY-WYMU | e4:55:a8:1b:7d:19
186 | SJ-GF-22 | MR44-HW | Cisco | Q3AL-7S2G-TVDR | e4:55:a8:27:04:17
187 | SJ-GF-23 | MR44-HW | Cisco | Q3AL-C3PX-36H6 | e4:55:a8:1b:a7:84
188 | SJ-GF-24 | MR44-HW | Cisco | Q3AL-JBTJ-8QA4 | e4:55:a8:27:2b:b3
189 | SJ-GF-25 | MR44-HW | Cisco | Q3AL-A2VK-P48N | e4:55:a8:27:2e:ac
190 | SJ-GF-26 | MR44-HW | Cisco | Q3AL-DHE9-3H86 | e4:55:a8:27:1f:d7
191 | SJ-GF-27 | MR44-HW | Cisco | Q3AL-H58T-HM76 | e4:55:a8:27:19:4f
192 | SJ-GF-28 | MR44-HW | Cisco | Q3AL-TW83-VHX2 | e4:55:a8:1b:93:c0
193 | SJ-GF-29 | MR44-HW | Cisco | Q3AL-B2FY-8BH2 | e4:55:a8:27:0e:2a
194 | SJ-GF-30 | MR44-HW | Cisco | Q3AL-NJBU-3VEX | e4:55:a8:1b:7c:9d
195 | SJ-GF-31 | MR44-HW | Cisco | Q3AL-TUJ7-G8TD | e4:55:a8:1b:7a:6b
196 | SJ-GF-CANTEEN-01 | MR44-HW | Cisco | Q3AL-8T7T-HDB8 | e4:55:a8:1b:ce:50
197 | SJ-GF-CANTEEN-02 | MR44-HW | Cisco | Q3AL-8TKF-DBGM | e4:55:a8:27:04:2b
198 | SJ-GF-CORIDOR-01 | MR44-HW | Cisco | Q3AL-TT97-CNE4 | e4:55:a8:1b:8d:bc
199 | SJ-GF-CORIDOR-02 | MR44-HW | Cisco | Q3AL-86DB-ANDE | e4:55:a8:1b:ce:15
200 | SJ-GF-E-E01 | MR44-HW | Cisco | Q3AL-7UK2-EMDD | e4:55:a8:27:06:85
201 | SJ-GF-E-E02 | MR44-HW | Cisco | Q3AL-TLEC-DLGG | e4:55:a8:1b:a7:2d
202 | SJ-GF-E-E03 | MR44-HW | Cisco | Q3AL-SER7-LVZM | e4:55:a8:1b:7e:b0
203 | SJ-GF-E-E04 | MR44-HW | Cisco | Q3AL-ATH9-YAWH | e4:55:a8:27:46:2e
204 | SJ-GF-ICT-01 | MR44-HW | Cisco | Q3AL-BG7U-7T6L | e4:55:a8:1b:c1:4b
205 | SJ-GF-MUSIC-16-01 | MR44-HW | Cisco | Q3AL-X9W2-RFN5 | e4:55:a8:27:20:f9
206 | SJ-GF-MUSIC-16-02 | MR44-HW | Cisco | Q3AL-TTAP-SF5S | e4:55:a8:1b:8b:5a
207 | SJ-GF-MUSIC-17-02 | MR44-HW | Cisco | Q3AL-8JZE-FKWG | e4:55:a8:1b:c6:1d
208 | SPORTS HALL-01 | MR44-HW | Cisco | Q3AL-AUSQ-9UM5 | e4:55:a8:27:28:b6
209 | SPORTS HALL-02 | MR44-HW | Cisco | Q3AL-QWE7-L7S6 | e4:55:a8:27:21:74
210 |  | MR46-HW | Cisco | Q3AC-D6WE-5DG9 | a8:46:9d:3a:52:01
211 |  | MR76-HW | Cisco | Q3AK-R6WF-CNEV | e4:55:a8:24:6b:66
212 |  | MR76-HW | Cisco | Q3AK-T4ZW-6GX5 | e4:55:a8:24:78:1c

## Printers
2023-01-08
BSB Printer
| Total Count | BSB Printer | 3
|  | Total | 3
PRINTERS |  |  |  |  | BSB MFP Printers - HP (MyQ) | [5 empty] | BSB Stand Alone Printer
Sl | Printer Name | Model | Location | IP | CN | Device Name | Location | Device Model | New IP Address | Asset Tag | CN | Device Name | Device Model | IP Address | Location
1 | BSBPT053 | HP LaserJet 400 M401 | Admin BLDG- Accounts-Cheque |  | 1 | HP Color LaserJet MFP E87740_11 | Infant FF CrossCorridor - 23642 | CZBBSCP161 | 10.4.32.231 |  | 3 | BSBPT053 | HP LaserJet 400 M401 | 192.168.16.153 | Admin BLDG- Accounts-Cheque
2 | BSBPT057 | HP Officejet Pro 8600 | Admin BLDG- PA2HOS(fax machine) |  | 2 | HP Color LaserJet MFP E87740_12 | S/J ICT Cupboard GF | CZBBSCM0HX | 10.4.32.233 |  | 4 | BSBPT057 | HP Officejet Pro 8600 | 192.168.16.157 | Admin BLDG- PA2HOS(fax machine)
3 | BSBPT006 | hp deskjet ink advantage 5275 | ADMIN BLDG- Head of School Office | Off site to Ahmed HR's Home | 3 | HP Color LaserJet MFP E87740_13 | S/J Year 3 Corridor GF - 23632 | CZBBSCM0J8 | 10.4.32.234 |  | 5 | BSBPT006 | HP Color LaserJet Pro MFP M476 |  | ADMIN BLDG- Head of School Office
|  | HP Laserjet M109-M112 | Elements 1 |  | 4 | HP Color LaserJet MFP E87740_14 | E Block - 23644 | CZBBSCM0HR | 10.4.32.235
|  | HP Laserjet M102w | Cashier |  | 5 | HP Color LaserJet MFP E87740_2 | Infant Pool Area FF - 23667 | CZBBSCM0JM | 10.4.32.230
[5 empty] | 6 | HP Color LaserJet MFP E87740_3 | Infant Pool Area GF - 23629 | CZBBSCP0YM | 10.4.32.227
[5 empty] | 7 | HP Color LaserJet MFP E87740_4 | Infant StaffRoom Copier - 23628 | CZBBSCM0JG | 10.4.32.228
[5 empty] | 8 | HP Color LaserJet MFP E87740_5 | Infant Main Building GF - 23668 | CZBBSCP0YK | 10.4.32.229
[5 empty] | 9 | HP Color LaserJet MFP E87740_BSBMPS001 | Admin FF - 22274 | CZBBSCM0HW | 10.4.32.8
[5 empty] | 10 | HP Color LaserJet MFP E87740_BSBMPS002 | Admin GF - 23637 | CZBBSCP0YH | 10.4.20.20
[5 empty] | 11 | HP Color LaserJet MFP E87740_BSBMPS012 | S/J B01-B011 Store room FF - 23630 | CZBBSCP0YN | 10.4.32.236
[5 empty] | 12 | HP Color LaserJet MFP E87740_BSBMPS013 | S/J Sixth Form FF - 23627 | CZBBSCP160 | 10.4.32.237
[5 empty] | 13 | HP Color LaserJet MFP E87740_BSBMPS014 | S/J StaffRoom SF - 23633 | CZBBSCP0YL | 10.4.32.238
[5 empty] | 14 | HP Color LaserJet MFP E87740_BSBMPS015 | S/J StaffRoom FF - 23636 | CZBBSCP164 | 10.4.32.225
[5 empty] | 15 | HP Color LaserJet MFP E87740_BSBMPS016 | S/J Electrical Room FF - 23670 | CZBBSCM0J1 | 10.4.32.240
[5 empty] | 16 | HP Color LaserJet MFP E87740_BSBMPS017 | S/J SeniorAssistantHeadOffice SF - 22280 | CZBBSCP0YP | 10.4.32.241
[5 empty] | 17 | HP Color LaserJet MFP E87740_BSBMPS018 | S/J SixthForm SF - 22282 | CZBBSCM0JT | 10.4.32.223
[5 empty] | 18 | HP Color LaserJet MFP E87740_BSBMPS019 | S/J OutSideExamOffice SF - 23634 | CZBBSCM0J5 | 10.4.32.224
[5 empty] | 19 | HP Color LaserJet MFP E87740_BSBMPS020 | S/J Senior Resource Room SF - 23635 | CZBBSCP163 | 10.4.32.226
[5 empty] | 20 | HP Color LaserJet MFP E87740_BSBMPS021 | S/J Year 4 Corridor GF - 23669 | CZBBSCM0HT | 10.4.32.222
[5 empty] | 21 | Infant Main Building FF | Infant Main Building FF - 23641 | CZBBSCM0JF | 10.4.32.232
[5 empty] | 22 | BH-AP2100 | Infant Staff Room-GF-MP9003-Copier | ADF2041000227 | 10.4.35.109
[5 empty] | 23 | BH-AP2100 | S/J-Staff Room-FF-MP9003-Copier | ADF2041000223 | 10.4.32.247

## UPS
BSB UPs
| Total Count | 18
UPS
| Asset Name | Description | Roles | Model | S/N
1 | BSBUPS02 | VERTIV | UPS for Server Rack, CCTV Rack & EMC | EXS 0020kTH1AFN01000 | 2101202195224A020010 | IP - 10.4.0.250
2 | BSBUPS03 | SMART PRO UPS-RT3U | Music Store (IDF UPS ON ADMIN GROUND FLOOR) | UPS Smart Pro | 2528AY0SM877700071 | Faulty- 17th Mar 2026
3 | BSBUPS04 | MAKPOWER | IDF UPS ON INFANTS POOL AREA GROUND FLOOR | GXTRT-3000IRT2UXL | 2208310547rt13c
4 | BSBUPS05 | MAKPOWER | IDF UPS ON INFANTS POOL AREA FIRST FLOOR | GXTRT-3000IRT2UXL | 2208310548R13C
5 | BSBUPS06 | MAKPOWER | IDF UPS ON INFANTS POOL AREA SECOND FLOOR | GXTRT-3000IRT2UXL | 2208310549R13C
6 | BSBUPS07 | MAKPOWER | IDF UPS ON S/J EIEC GROUND FLOOR | GXTRT-3000IRT2UXL | 2121210345R13C
7 | BSBUPS08 | MAKPOWER | IDF UPS ON S/J UTILITY GROUND FLOOR | G-NTC103KT | 310033448C5661500013
8 | BSBUPS09 | MAKPOWER | IDF UPS ON S/J EIEC FIRST FLOOR | G-NTC103KT | 310033448C56615900007
9 | BSBUPS10 | MAKPOWER | IDF UPS ON S/J ICT LAB FIRST FLOOR | G-NTC103KT | 310033448C56615900005
10 | BSBUPS11 | MAKPOWER | IDF UPS ON S/J EIEC FIRST FLOOR SECOND ROOM | G-NTC103KT | 310033448C56615900011
11 | BSBUPS12 | MAKPOWER | IDF UPS ON S/J DATA FILE ROOM FIRST FLOOR | G-NTC103KT | 310033448C56615900004
12 | BSBUPS13 | MAKPOWER | IDF UPS ON S/J LIBRARY FIRST FLOOR | GXTRT-3000IRT2UXL | 2208310543R13C
13 | BSBUPS14 | MAKPOWER | IDF UPS ON S/J STORE ROOM FIRST FLOOR | GXTRT-3000IRT2UXL | 2208310503RT13C
14 | BSBUPS15 | MAKPOWER | IDF UPS ON S/J UTILITY FIRST FLOOR | G-NTC103KT | 310033448C5661500015
15 | BSBUPS16 | MAKPOWER | IDF UPS ON S/J A05 GROUND FLOOR | G-NTC103KT | 310033448C56615900002
16 | BSBUPS17 | MAKPOWER | IDF UPS ON S/J UTILITY SECOND FLOOR | GXTRT-3000IRT2UXL | 2121210346RT13C
17 | BSBUPS18 | MAKPOWER | IDF UPS ON ADMIN GROUND FLOOR | G-NTC103KT | 310033448C56615900012
18 | BSBUPS19 | MAKPOWER | For the MPH switch | G-NTC103KT | 310037565DC9902300016

## iPads
| BSB iPads | 183 | TO BE DECOM SOON
Sl No | Asset Tag | Model | Model No. | Serial | Default Location | School | Floor | Building
1 | BSBPD027 | iPad | iPad | DKVJR0RHDKNV | Infant -Trolley 1 | Infant | Ground Floor | Infant | Decomm List - 2025-26
2 | BSBPD204 | iPad | iPad | DMPHXBJDVD1 | Infant -Trolley 1 | Infant | Ground Floor | Infant
3 | BSBPD209 | iPad | iPad | DMPHX99BDVD1 | Infant -Trolley 1 | Infant | Ground Floor | Infant
4 | BSBPD211 | iPad | iPad | DMPHXBK4DVD1 | Infant -Trolley 1 | Infant | Ground Floor | Infant
5 | BSBPD217 | iPad | iPad | DYVJ2ZUJDVD1 | Infant -Trolley 1 | Infant | Ground Floor | Infant
6 | BSBPD231 | iPad | iPad | DYVJ2R53DJ8T | Infant -Trolley 1 | Infant | Ground Floor | Infant
7 | BSBPD232 | iPad | iPad | DYVJ2MCNDJ8T | Infant -Trolley 1 | Infant | Ground Floor | Infant
8 | BSBPD236 | iPad | iPad | DYVJ2THFDJ8T | Infant -Trolley 1 | Infant | Ground Floor | Infant
9 | BSBPD238 | iPad | iPad | DYTHXC42DJ8T | Infant -Trolley 1 | Infant | Ground Floor | Infant
10 | BSBPD155 | iPad | iPad | DMPHPP3ADJ8T | Infant -Trolley 2 | Infant | Ground Floor | Infant
11 | BSBPD156 | iPad | iPad | DYVHW4UHDJ8T | Infant -Trolley 2 | Infant | Ground Floor | Infant
12 | BSBPD157 | iPad | iPad | DYVHW4XZDJ8T | Infant -Trolley 2 | Infant | Ground Floor | Infant
13 | BSBPD158 | iPad | iPad | DMQHPCL8DJ8T | Infant -Trolley 2 | Infant | Ground Floor | Infant
14 | BSBPD160 | iPad | iPad | DMQHPE01DJ8T | Infant -Trolley 2 | Infant | Ground Floor | Infant
15 | BSBPD161 | iPad | iPad | DMQHPC28DJ8T | Infant -Trolley 2 | Infant | Ground Floor | Infant
16 | BSBPD163 | iPad | iPad | DMQHPEEKDJ8T | Infant -Trolley 2 | Infant | Ground Floor | Infant
17 | BSBPD164 | iPad | iPad | DMQHPD0MDJ8T | Infant -Trolley 2 | Infant | Ground Floor | Infant
18 | BSBPD165 | iPad | iPad | DMQHPGBVDJ8T | Infant -Trolley 2 | Infant | Ground Floor | Infant
19 | BSBPD167 | iPad | iPad | DYWHVR1DDVD1 | Infant -Trolley 2 | Infant | Ground Floor | Infant
20 | BSBPD168 | iPad | iPad | DYWHVUFVDVD1 | Infant -Trolley 2 | Infant | Ground Floor | Infant
21 | BSBPD170 | iPad | iPad | DYWHVUNQDVD1 | Infant -Trolley 2 | Infant | Ground Floor | Infant
22 | BSBPD171 | iPad | iPad | DYWHV958DVD1 | Infant -Trolley 2 | Infant | Ground Floor | Infant
23 | BSBPD173 | iPad | iPad |  | Infant -Trolley 2 | Infant | Ground Floor | Infant
24 | BSBPD174 | iPad | iPad | DYWHVNPADVD1 | Infant -Trolley 2 | Infant | Ground Floor | Infant
25 | BSBPD175 | iPad | iPad | DYWHVWPRDVD1 | Infant -Trolley 2 | Infant | Ground Floor | Infant
26 | BSBPD176 | iPad | iPad | DMQHPHZTDJ8T | Infant -Trolley 2 | Infant | Ground Floor | Infant
27 | BSBPD177 | iPad | iPad | DMQHPFE1DJ8T | Infant -Trolley 2 | Infant | Ground Floor | Infant
28 | BSBPD178 | iPad | iPad | DMQHPCLQDJ8T | Infant -Trolley 2 | Infant | Ground Floor | Infant
29 | BSBPD159 | iPad | MC982B/A | DYTHKFDSDJ8T | Infant -Trolley 2 | Infant | Ground Floor | Infant
30 | BSBPD269 | iPad | MC705B/A | DMPNQ9H8FK11 | PE Office | Senior | Ground Floor | Junior and Senior
31 | BSBPD149 | iPad | MD328SO/A | DMPHP50MDJ8T |  | Infant | Ground Floor | Infant
32 | BSBPD150 | iPad | MD328SO/A | DMQHPESDDJ8T |  | Infant | Ground Floor | Infant
33 | BSBPD151 | iPad | MD328SO/A | DMQHPFAXDJ8T |  | Infant | Ground Floor | Infant
34 | BSBPD152 | iPad | MD328SO/A | DMQHPFM0DJ8T |  | Infant | Ground Floor | Infant
35 | BSBPD154 | iPad | MD328SO/A |  |  | Infant | Ground Floor | Infant
36 | BSBPD309 | iPad | iPad Air (3rd generation) | F9FZ2GL7LMPD | Security Control room | Senior | Ground Floor | Playing National Anthem - Security Controle Room
37 | BSBPD288 | iPad | iPad Air (3rd generation) | F9FZ1JBULMPD | Infants Staff - Siniada Taher | Infant | First Floor | Infant
38 | BSBPD293 | iPad | iPad Air (3rd generation) | F9FZ29G4LMPD | Infants new iPad trolly - EYFS | Admin | Ground Floor | Infants
39 | BSBPD302 | iPad | iPad Air (3rd generation) | F9FZ2FQPLMPD | Infants new iPad trolly - EYFS | Infant | Ground Floor | Infant
40 | BSBPD304 | iPad | iPad Air (3rd generation) | F9FZ3134LMPD | Infants new iPad trolly - EYFS | Infant | Ground Floor | Infant
41 | BSBPD298 | iPad | iPad Air (3rd generation) | F9FZ2BF6LMPD | Infants new iPad trolly - EYFS | Infant | Ground Floor | Infant
42 | BSBPD303 | iPad | iPad Air (3rd generation) | F9FZ2GTPLMPD | Infants new iPad trolly - EYFS | Infant | Ground Floor | Infant
43 | BSBPD280 | iPad | iPad Air (3rd generation) | F9FYF0PSLMPD | Infants new iPad trolly - EYFS | Infant | Ground Floor | Infant
44 | BSBPD310 | iPad | iPad Air (3rd generation) | F9FYX2R3LMPD | Infants new iPad trolly - EYFS (temporarily placed in Infants security control room) | Infant | Ground Floor | Infant
45 | BSBPD286 | iPad | iPad Air (3rd generation) | F9FZ1J6YLMPD | Infants new iPad trolly - EYFS | Infant | Ground Floor | Infant
46 | BSBPD297 | iPad | iPad Air (3rd generation) | F9FZ2BE5LMPD | Infants new iPad trolly - EYFS | Infant | Ground Floor | Infant
47 | BSBPD296 | iPad | iPad Air (3rd generation) | F9FZ2BCFLMPD | Infants new iPad trolly - EYFS | Infant | Ground Floor | Infant
48 | BSBPD307 | iPad | iPad Air (3rd generation) | F9FZ1JM2LMPD | Infants new iPad trolly - EYFS | Infant | Ground Floor | Infant
49 | BSBPD305 | iPad | iPad Air (3rd generation) | F9FZ31B9LMPD | Infants new iPad trolly - EYFS | Infant | Ground Floor | Infant
50 | BSBPD308 | iPad | iPad Air (3rd generation) | F9FZ2D9ALMPD | Junior Staff - Sana Mansoor | Infant | Ground Floor | Infant
51 | BSBPD283 | iPad | iPad Air (3rd generation) | F9FYX2DELMPD | Infants new iPad trolly - EYFS | Infant | Ground Floor | Infant
52 | BSBPD292 | iPad | iPad Air (3rd generation) | F9FZ28BALMPD | Infants new iPad trolly - EYFS | Infant | Ground Floor | Infant
53 | BSBPD278 | iPad | iPad mini (5th generation) | DMPY992JLM93 | Nurse Office | Senior | Ground Floor | Nurse office
54 | BSBPD291 | iPad | iPad Air (3rd generation) | F9FZ27V0LMPD | Infants Staff - Khwala | Infant | Ground Floor | Infant
55 | BSBPD301 | iPad | iPad Air (3rd generation) | F9FZ2EUBLMPD | Infants new iPad trolly - EYFS | Infant | Ground Floor | Infant
56 | BSBPD282 | iPad | iPad Air (3rd generation) | F9FYF0SRLMPD | Infants new iPad trolly - EYFS | Infant | Ground Floor | Infant
57 | BSBPD290 | iPad | iPad Air (3rd generation) | F9FZ1JNLLMPD | Infants new iPad trolly - EYFS | Infant | Ground Floor | Infant
58 | BSBPD281 | iPad | iPad Air (3rd generation) | F9FYF0PZLMPD
59 | BSBPD306 | iPad | iPad Air (3rd generation) | F9FZ4ATWLMPD | Infants new iPad trolly - EYFS | Infant | Ground Floor | Infant
60 | BSBPD287 | iPad | iPad Air (3rd generation) | F9FZ1JACLMPD | Infants new iPad trolly - EYFS | Infant | Ground Floor | Infant
61 | BSBPD284 | iPad | iPad Air (3rd generation) | F9FYX8STLMPD | Infants Staff - Jessica Gray (Damaged but Returned ) | Infant | Ground Floor | Infant - Jessica Gray not yet paid
62 | BSBPD279 | iPad | iPad mini (5th generation) | DMPY941SLM93 | Nurse Office | Seniors | Ground Floor | Nurse office
63 | BSBPD289 | iPad | iPad Air (3rd generation) | F9FZ1JC0LMPD | Infants new iPad trolly - EYFS | Infant | Ground Floor | Infant
64 | BSBPD299 | iPad | iPad Air (3rd generation) | F9FZ2BSELMPD | Infants Staff - Claire Carney | Infant | Ground Floor | Infant
65 | BSBPD294 | iPad | iPad Air (3rd generation) | F9FZ29X7LMPD | Infants new iPad trolly - EYFS | Infant | Ground Floor | Infant
66 | BSBPD295 | iPad | iPad Air (3rd generation) | F9FZ2B9LLMPD | Infants new iPad trolly - EYFS | Infant | Ground Floor | Infant
67 | BSBPD285 | iPad | iPad Air (3rd generation) | F9FZ1HU6LMPD | Infants new iPad trolly - EYFS | Infant | Ground Floor | Infant
68 | BSBPD300 | iPad | iPad Air (3rd generation) | F9FZ2BYYLMPD | Infants new iPad trolly - EYFS | Infant | Ground Floor | Infant
69 | BSBPD324 | iPad | iPad Air 4th Gen | DMPF5FV4Q16M | Ipad new trolly - KS1 | Infant | First Floor | Infant
70 | BSBPD341 | iPad | iPad Air 4th Gen | DMPDX4URQ16M | Ipad new trolly - KS1 | Infant | First Floor | Infant
71 | BSBPD359 | iPad | iPad Air 4th Gen | DMPF2B1WQ16M | Ipad new trolly - KS1 | Infant | First Floor | Infant
72 | BSBPD319 | iPad | iPad Air 4th Gen | DMPDX38VQ16M | Ipad new trolly - KS1 | Infant | First Floor | Infant
73 | BSBPD336 | iPad | iPad Air 4th Gen | DMPF55YHQ16M | Ipad new trolly - KS1 | Infant | First Floor | Infant
74 | BSBPD318 | iPad | iPad Air 4th Gen | DMPDX4G2Q16M | Ipad new trolly - KS1 | Infant | First Floor | Infant
75 | BSBPD346 | iPad | iPad Air 4th Gen | DMPF5DAMQ16M | Ipad new trolly - KS1 | Infant | First Floor | Infant
76 | BSBPD332 | iPad | iPad Air 4th Gen | DMPF2HVEQ16M | Ipad new trolly - KS1 | Infant | First Floor | Infant
77 | BSBPD339 | iPad | iPad Air 4th Gen | DMPDX3ANQ16M | Ipad new trolly - KS1 | Infant | First Floor | Infant
78 | BSBPD345 | iPad | iPad Air 4th Gen | DMPF5CTMQ16M | Ipad new trolly - KS1 | Infant | First Floor | Infant
79 | BSBPD347 | iPad | iPad Air 4th Gen | DMPF5CMBQ16M | Ipad new trolly - KS1 | Infant | First Floor | Infant
80 | BSBPD362 | iPad | iPad Air 4th Gen | DMPF2BQ6Q16M | Ipad new trolly - KS1 | Infant | First Floor | Infant
81 | BSBPD342 | iPad | iPad Air 4th Gen | DMPDX3EEQ16M | Ipad new trolly - KS1 | Infant | First Floor | Infant
82 | BSBPD348 | iPad | iPad Air 4th Gen | DMPDX3GVQ16M | Ipad new trolly - KS1 | Infant | First Floor | Infant
83 | BSBPD327 | iPad | iPad Air 4th Gen | DMPF5G0PQ16M | Ipad new trolly - KS1 | Infant | First Floor | Infant
84 | BSBPD340 | iPad | iPad Air 4th Gen | DMPDX4KEQ16M | Ipad new trolly - KS1 | Infant | First Floor | Infant
85 | BSBPD326 | iPad | iPad Air 4th Gen | DMPF5G0UQ16M | Ipad new trolly - KS1 | Infant | First Floor | Infant
86 | BSBPD338 | iPad | iPad Air 4th Gen | DMPDX360Q16M | Ipad new trolly - KS1 | Infant | First Floor | Infant
87 | BSBPD352 | iPad | iPad Air 4th Gen | DMPDX388Q16M | Ipad new trolly - KS1 | Infant | First Floor | Infant
88 | BSBPD337 | iPad | iPad Air 4th Gen | DMPF55LCQ16M | Ipad new trolly - KS1 | Infant | First Floor | Infant
89 | BSBPD335 | iPad | iPad Air 4th Gen | DMPF55H4Q16M | Ipad new trolly - KS1 | Infant | First Floor | Infant
90 | BSBPD331 | iPad | iPad Air 4th Gen | DMPF2J58Q16M | Ipad new trolly - KS1 | Infant | First Floor | Infant
91 | BSBPD360 | iPad | iPad Air 4th Gen | DMPF22E5Q16M | Ipad new trolly - KS1 | Infant | First Floor | Infant
92 | BSBPD349 | iPad | iPad Air 4th Gen | DMPDX4GEQ16M | Ipad new trolly - KS1 | Infant | First Floor | Infant
93 | BSBPD323 | iPad | iPad Air 4th Gen | DMPF5FQAQ16M | Ipad new trolly - KS1 | Infant | First Floor | Infant
94 | BSBPD321 | iPad | iPad Air 4th Gen | DMPDX3PLQ16M | Ipad new trolly - KS1 | Infant | First Floor | Infant
95 | BSBPD325 | iPad | iPad Air 4th Gen | DMPF5FXAQ16M | Ipad new trolly - KS1 | Infant | First Floor | Infant
96 | BSBPD364 | iPad | iPad Air 4th Gen | DMPF50ENQ16R | Ipad Trolley - Juniors | Juniors | Ground Floor | Junior and Senior
97 | BSBPD329 | iPad | iPad Air 4th Gen | DMPF2JEHQ16M | Ipad Trolley - Juniors | Juniors | Ground Floor | Junior and Senior
98 | BSBPD313 | iPad | iPad Air 4th Gen | DMPDP8V3Q16M | Ipad Trolley - Juniors | Juniors | Ground Floor | Junior and Senior
99 | BSBPD334 | iPad | iPad Air 4th Gen | DMPF57LHQ16M | Ipad Trolley - Juniors | Juniors | Ground Floor | Junior and Senior
100 | BSBPD353 | iPad | iPad Air 4th Gen | DMPF5CNXQ16M | Ipad Trolley - Juniors | Juniors | Ground Floor | Junior and Senior
101 | BSBPD344 | iPad | iPad Air 4th Gen | DMPF5CKMQ16M | Ipad Trolley - Juniors | Juniors | Ground Floor | Junior and Senior
102 | BSBPD333 | iPad | iPad Air 4th Gen | DMPF56AMQ16M | Ipad Trolley - Juniors | Juniors | Ground Floor | Junior and Senior
103 | BSBPD317 | iPad | iPad Air 4th Gen | DMPF5FTTQ16M | Ipad Trolley - Juniors | Juniors | Ground Floor | Junior and Senior
104 | BSBPD330 | iPad | iPad Air 4th Gen | DMPF2JDVQ16M | Ipad Trolley - Juniors | Juniors | Ground Floor | Junior and Senior
105 | BSBPD312 | iPad | iPad Air 4th Gen | DMPDX34AQ16M | Ipad Trolley - Juniors | Juniors | Ground Floor | Junior and Senior
106 | BSBPD322 | iPad | iPad Air 4th Gen | DMPDX4ZKQ16M | Ipad Trolley - Juniors | Juniors | Ground Floor | Junior and Senior
107 | BSBPD315 | iPad | iPad Air 4th Gen | DMPF5613Q16M | Ipad Trolley - Juniors | Juniors | Ground Floor | Junior and Senior
108 | BSBPD328 | iPad | iPad Air 4th Gen | DMPF2HY7Q16M | Ipad Trolley - Juniors | Juniors | Ground Floor | Junior and Senior
109 | BSBPD358 | iPad | iPad Air 4th Gen | DMPF2JK1Q16M | Ipad Trolley - Juniors | Juniors | Ground Floor | Junior and Senior
110 | BSBPD350 | iPad | iPad Air 4th Gen | DMPDX4QHQ16M | Ipad Trolley - Juniors | Juniors | Ground Floor | Junior and Senior
111 | BSBPD361 | iPad | iPad Air 4th Gen | DMPF2APBQ16M | Ipad Trolley - Juniors | Juniors | Ground Floor | Junior and Senior
112 | BSBPD354 | iPad | iPad Air 4th Gen | DMPF5DBLQ16M | Ipad Trolley - Juniors | Juniors | Ground Floor | Junior and Senior
113 | BSBPD351 | iPad | iPad Air 4th Gen | DMPDX4RWQ16M | Ipad Trolley - Juniors | Juniors | Ground Floor | Junior and Senior
114 | BSBPD356 | iPad | iPad Air 4th Gen | DMPF5G0MQ16M | Ipad Trolley - Juniors | Juniors | Ground Floor | Junior and Senior
115 | BSBPD316 | iPad | iPad Air 4th Gen | DMPF50JYQ16M | Ipad Trolley - Juniors | Juniors | Ground Floor | Junior and Senior
116 | BSBPD320 | iPad | iPad Air 4th Gen | DMPDX4W5Q16M | Ipad Trolley - Juniors | Juniors | Ground Floor | Junior and Senior
117 | BSBPD311 | iPad | iPad Air 4th Gen | DMPDP24UQ16M | Ipad Trolley - Juniors | Juniors | Ground Floor | Junior and Senior
118 | BSBPD343 | iPad | iPad Air 4th Gen | DMPF551FQ16M | Ipad Trolley - Juniors | Juniors | Ground Floor | Junior and Senior
119 | BSBPD355 | iPad | iPad Air 4th Gen | DMPF5CLCQ16M | Ipad Trolley - Juniors | Juniors | Ground Floor | Junior and Senior
120 | BSBPD357 | iPad | iPad Air 4th Gen | DMPF5CYVQ16M | Ipad Trolley - Juniors | Juniors | Ground Floor | Junior and Senior
121 | BSBPD363 | iPad | iPad Air 4th Gen | DMPF4EMXQ16Q | Ipad Trolley - Juniors | Juniors | Ground Floor | Junior and Senior
122 | BSBPD314 | iPad | iPad Air 4th Gen | DMPF55LNQ16M | Ipad Trolley - Juniors | Juniors | Ground Floor | Junior and Senior
123 | BSBPD366 | S8 Tablet | Samsung S8 Tab | R52T60273LZ | Jourani - ICT Seniors | Seniors | First Floor | Junior and Senior
124 | BSBPD367 | iPad | iPad 9th Gen | C4022R9TQV | Ipad new trolly for Infants Staffs | Infant | First Floor | Infant - Victoria Ingham
125 | BSBPD368 | iPad | iPad 9th Gen | CPWRXJY3FC | Ipad new trolly for Infants Staffs | Infant | First Floor | Infant - Natalie Young
126 | BSBPD369 | iPad | iPad 9th Gen | DHXT4P91NQ | Ipad new trolly for Infants Staffs | Infant | First Floor | Infant -Spare - Server Room
127 | BSBPD370 | iPad | iPad 9th Gen | F6J7J0M7GP | Ipad new trolly for Infants Staffs | Infant | First Floor | Infant - Fatima Redha
128 | BSBPD371 | iPad | iPad 9th Gen | G4R4DKHW77 | Ipad new trolly for Infants Staffs | Infant | First Floor | Infant - Broken device (Jessica Gray yet to pay) | Jessica Gray damaged the device - not yet paid
129 | BSBPD372 | iPad | iPad 9th Gen | GXY166KQ35 | Ipad new trolly for Infants Staffs | Infant | First Floor | Infant - Huda Jaafar Ali Salman Shehab
130 | BSBPD373 | iPad | iPad 9th Gen | H95FX9X5GX | Ipad new trolly for Infants Staffs | Infant | First Floor | Infant- Sara Kerr
131 | BSBPD374 | iPad | iPad 9th Gen | J6YGQC79GX | Ipad new trolly for Infants Staffs | Infant | First Floor | Admin - Security Gate 4/Reception
132 | BSBPD375 | iPad | iPad 9th Gen | JXWQ3JK4T0 | Ipad new trolly for Infants Staffs | Infant | First Floor | Infant -
133 | BSBPD376 | iPad | iPad 9th Gen | KM6VRPWGVH | Ipad new trolly for Infants Staffs | Infant | First Floor | Infant - Naeema Amin
134 | BSBPD377 | iPad | iPad 9th Gen | L66RQ74W1M | Ipad new trolly for Infants Staffs | Infant | First Floor | Infant - Dalal AlBaluchi
135 | BSBPD378 | iPad | iPad 9th Gen | LDP2MGGWM6 | Ipad new trolly for Infants Staffs | Infant | First Floor | Infant - Layla Almosawi
136 | BSBPD379 | iPad | iPad 9th Gen | NHWGCV7C7N | Ipad new trolly for Infants Staffs | Infant | First Floor | Admin - Kristina Estero (Used in reception)
137 | BSBPD380 | iPad | iPad 9th Gen | PVP4YNXKQN | Ipad new trolly for Infants Staffs | Infant | First Floor | Infant - Carrie Rashid
138 | BSBPD381 | iPad | iPad 9th Gen | PX1F7W96GC | Ipad new trolly for Infants Staffs | Infant | First Floor | Infant - Siobhan Warner
139 | BSBPD382 | iPad | iPad 9th Gen | QK9LP7J0X1 | Ipad new trolly for Infants Staffs | Infant | First Floor | Infant - Stacey Clarck
140 | BSBPD383 | iPad | iPad 9th Gen | RYPKTF90RY | Ipad new trolly for Infants Staffs | Infant | First Floor | Infant - Maryam Ghouri
141 | BSBPD384 | iPad | iPad 9th Gen | V9GX7MJQLF | Ipad new trolly for Infants Staffs | Infant | First Floor | Infant - Zainab Anwar Sayed Kadhem Hasan Mohamed
142 | BSBPD385 | iPad | iPad 9th Gen | WNLXGCXVT6 | Ipad new trolly for Infants Staffs | Infant | First Floor | Infant - Santosh Devries
143 | BSBPD386 | iPad | iPad 9th Gen | WRTHGWM6TV | Ipad new trolly for Infants Staffs | Infant | First Floor | Infant - Emma Hall
144 | BSBPD387 | iPad | iPad 9th Gen | X6JG375WVF | Ipad new trolly for Infants Staffs | Infant | First Floor | Infant - Nasreen Hussain
145 | BSBPD388 | iPad | iPad 9th Gen | YWTR91K6LF | Ipad new trolly for Infants Staffs | Infant | First Floor | Infant - Molly Cramp
146 | BSBPD389 | iPad | iPad 9th Gen | MKCJ9F2VK0 | Ipad new trolly for Infants Staffs | Infant | First Floor | Infant - Jessica Gray
147 | BSBPD390 | iPad | iPad 9th Gen | L12PDP726X | Ipad new trolly for Infants Staffs | Infant | First Floor | Admin - Security Gate 4/Reception
148 | BSBPD391 | iPad | iPad 9th Gen | TWGC54YCRQ | Ipad new trolly for Infants Staffs | Infant | First Floor | Infant - Sofya Saleem
149 | BSBPD392 | iPad | iPad 9th Gen | PHQW0LVT6N | Ipad new trolly for Infants Staffs | Infant | First Floor | Admin - Kristina Estero (Used in reception)
150 | BSBPD393 | iPad | iPad 9th Gen | NWDF73MW4H | Ipad new trolly for Infants Staffs | Infant | First Floor | Admissions - Celine Samara
151 | BSBPD394 | iPad | iPad 9th Gen | Y30X6F00VG | Ipad new trolly for Infants Staffs | Infant | First Floor | Infant - Anna Guzy
152 | BSBPD395 | iPad | iPad Air 4th Gen | DMPDX32DQ16M | Infants ICT - Teacher | Infant | First Floor | Infant - Racha Achkar
153 | BSBPD396 | iPad | iPad 10th Gen Wi-Fi 256GB | C4RGGMX9JH | Infants ICT - Student #1 | Infant | First Floor | Infants ICT
154 | BSBPD397 | iPad | iPad 10th Gen Wi-Fi 256GB | CDHVQXVNFQ | Infants ICT - Student #2 | Infant | First Floor | Infants ICT
155 | BSBPD398 | iPad | iPad 10th Gen Wi-Fi 256GB | CQ2NNXMPW5 | Infants ICT - Student #3 | Infant | First Floor | Infants ICT
156 | BSBPD399 | iPad | iPad 10th Gen Wi-Fi 256GB | DDYQ9LR2GN | Infants ICT - Student #4 | Infant | First Floor | Infants ICT
157 | BSBPD400 | iPad | iPad 10th Gen Wi-Fi 256GB | DP2VYNXCWR | Infants ICT - Student #5 | Infant | First Floor | Infants ICT
158 | BSBPD401 | iPad | iPad 10th Gen Wi-Fi 256GB | F4D56TR226 | Infants ICT - Student #6 | Infant | First Floor | Infants ICT
159 | BSBPD402 | iPad | iPad 10th Gen Wi-Fi 256GB | JGPXVT62YY | Infants ICT - Student #7 | Infant | First Floor | Infants ICT
160 | BSBPD403 | iPad | iPad 10th Gen Wi-Fi 256GB | FK0W2KWW00 | Infants ICT - Student #8 | Infant | First Floor | Infants ICT
161 | BSBPD405 | iPad | iPad 10th Gen Wi-Fi 256GB | HYX36J1HCX | Infants ICT - Student #9 | Infant | First Floor | Infants ICT
162 | BSBPD406 | iPad | iPad 10th Gen Wi-Fi 256GB | LH4C77VVNJ | Infants ICT - Student #10 | Infant | First Floor | Infants ICT
163 | BSBPD407 | iPad | iPad 10th Gen Wi-Fi 256GB | LVXH1JP96F | Infants ICT - Student #11 | Infant | First Floor | Infants ICT
164 | BSBPD408 | iPad | iPad 10th Gen Wi-Fi 256GB | FC3PMVYG23 | Infants ICT - Student #12 | Infant | First Floor | Infants ICT
165 | BSBPD409 | iPad | iPad 10th Gen Wi-Fi 256GB | FHC67TXTHG | Infants ICT - Student #13 | Infant | First Floor | Infants ICT
166 | BSBPD410 | iPad | iPad 10th Gen Wi-Fi 256GB | LLJ4JX6WQN | Infants ICT - Student #14 | Infant | First Floor | Infants ICT
167 | BSBPD413 | iPad | iPad 10th Gen Wi-Fi 256GB | HC7922227R | Infants ICT - Student #15 | Infant | First Floor | Infants ICT
168 | BSBPD414 | iPad | iPad 10th Gen Wi-Fi 256GB | HJHQG14TXG | Infants ICT - Student #16 | Infant | First Floor | Infants ICT
169 | BSBPD415 | iPad | iPad 10th Gen Wi-Fi 256GB | KMJ7Y99G9H | Infants ICT - Student #17 | Infant | First Floor | Infants ICT
170 | BSBPD416 | iPad | iPad 10th Gen Wi-Fi 256GB | C17FV70L7L | Infants ICT - Student #18 | Infant | First Floor | Infants ICT
171 | BSBPD417 | iPad | iPad 10th Gen Wi-Fi 256GB | CMYXM4GPNH | Infants ICT - Student #19 | Infant | First Floor | Infants ICT
172 | BSBPD418 | iPad | iPad 10th Gen Wi-Fi 256GB | DWVGHWV7GJ | Infants ICT - Student #20 | Infant | First Floor | Infants ICT
173 | BSBPD419 | iPad | iPad 10th Gen Wi-Fi 256GB | GR60102NXG | Infants ICT - Student #21 | Infant | First Floor | Infants ICT
174 | BSBPD420 | iPad | iPad 10th Gen Wi-Fi 256GB | JGPN9D4TV4 | Infants ICT - Student #22 | Infant | First Floor | Infants ICT
175 | BSBPD421 | iPad | iPad 10th Gen Wi-Fi 256GB | C6F000JH7Q | Infants ICT - Student #23 | Infant | First Floor | Infants ICT
176 | BSBPD422 | iPad | iPad 10th Gen Wi-Fi 256GB | H90M914DX3 | Infants ICT - Student #24 | Infant | First Floor | Infants ICT
177 | BSBPD423 | iPad | iPad 10th Gen Wi-Fi 256GB | HQHJ5VH274 | Infants ICT - Student #25 | Infant | First Floor | Infants ICT
178 | BSBPD424 | iPad | iPad 10th Gen Wi-Fi 256GB | J1HYQN30TC | Infants ICT - Student #26 | Infant | First Floor | Infants ICT
179 | BSBPD425 | iPad | iPad 10th Gen Wi-Fi 256GB | JG49CJX4K4 | Infants ICT - Student #27 | Infant | First Floor | Infants ICT
180 | BSBPD404 | iPad | iPad 10th Gen Wi-Fi 256GB | GQF0H9F6WV | Admin - Mahmoud Helmy | Admin | First Floor | Operations
181 | BSBPD412 | iPad | iPad 10th Gen Wi-Fi 256GB | DNW1M6M37M | Admin-IT | Admin |  | IT Offce
182 | BSBPD411 | iPad | iPad 10th Gen Wi-Fi 256GB | DFYFFR9X17 | Admin-IT | Admin |  | IT Office
183 | BSBPD426 | iPad | iPad Air 11 inch M2 Wifi | FGKWLDYH6L | IT - Reserved for Head of IT | Admin |  | IT Office
|  | iPad | iPad Pro 9.7 inch | DMQRG1WRGXPX | IT -Office (AV)
|  | iPad | iPad Air (4th generation) | DMPDP9Z8Q16M | Ismail Shamoun | Admin |  | IT

## VR
| BSB VR | 88 |  | METAQUEST - VR2 | 2023-04-01
|  |  |  | METAQUEST - VR3 | 2024-10-01
|  |  |  | METAQUEST - VR3S | 2025-08-01
CN | Asset Tag | Model | Serial No. | Location | Bundle SN | Intune | Remarks
1 | BSBVR001 | METAQUEST - VR | 1WMHHA6CG12202 | Junior IT Hub | 1VMVR4B0S32197 | Enrolled
2 | BSBVR002 | METAQUEST - VR | 1WMHHB48YH2154 | Junior IT Hub | 1VMVR4B0Q662211 | Enrolled
3 | BSBVR003 | METAQUEST - VR | 1WMHHA60H92202 | Junior IT Hub | 1VMVR410DC2146 | Enrolled
4 | BSBVR004 | METAQUEST - VR | 1WMHHB62MK2132 | Junior IT Hub | 1VMVR4122X2147 | Enrolled
5 | BSBVR005 | METAQUEST - VR | 1WMHHA61A62126 | Junior IT Hub | 1VMVR418LX2241 | Enrolled
6 | BSBVR006 | METAQUEST - VR | 1WMHHB41SK2205 | Junior IT Hub | 1VMVR4B6782201 | Enrolled
7 | BSBVR007 | METAQUEST - VR | 1WMHHB60KX2132 | Junior IT Hub | 1VMVR41HC2146 | Enrolled
8 | BSBVR008 | METAQUEST - VR | 1WMHHA60RS2201 | Junior IT Hub | 1VMVR413GB2206 | Enrolled
9 | BSBVR009 | METAQUEST - VR | 1WMHHA68VT2201 | Junior IT Hub | 1VMVR414UL2207 | Enrolled
10 | BSBVR010 | METAQUEST - VR | 1WMHHA6B662206 | Junior IT Hub | 1VMVR413E92206 | Enrolled
11 | BSBVR011 | METAQUEST - VR | 1WMHHA626E2205 | Junior IT Hub | 1VMVR413RX2207 | Enrolled
12 | BSBVR012 | METAQUEST - VR | 1WMHHB42E92155 | Junior IT Hub | 1VMVR419GU2204 | Enrolled
13 | BSBVR013 | METAQUEST - VR | 1WMHHA6F6W2237 | Junior IT Hub | 1VMVR41BR92204 | Enrolled
14 | BSBVR061 | METAQUEST - VR | 1VMVR440C8246 | IT OFFICE | -
15 | BSBVR23 | METAQUEST - VR3 | 2G0YBW3G3K00K9 | IT OFFICE | - |  | Jumping issue
16 | BSBVR36 | METAQUEST - VR3 | 2G0YBW3G2L02G2 | Junior IT Hub | -
17 | BSBVR16 | METAQUEST - VR3 | 2G0YBW3G2L02CD | Junior IT Hub | -
18 | BSBVR26 | METAQUEST - VR3 | 2G0YBW3G2L029Q | Junior IT Hub | -
19 | BSBVR39 | METAQUEST - VR3 | 2G0YBW3G2L029Y | Junior IT Hub | -
20 | BSBVR21 | METAQUEST - VR3 | 2G0YBW3G3K00K6 | Junior IT Hub | -
21 | BSBVR27 | METAQUEST - VR3 | 2G0YBW3G2L029S | Junior IT Hub | -
22 | BSBVR18 | METAQUEST - VR3 | 2G0YBW3G2L0245 | Junior IT Hub | -
23 | BSBVR20 | METAQUEST - VR3 | 2G0YBW3G2L028Y | Junior IT Hub | -
24 | BSBVR29 | METAQUEST - VR3 | 2G0YBW3G2L02FD | Junior IT Hub | -
25 | BSBVR45 | METAQUEST - VR3 | 2G0YBW3G2L029J | Junior IT Hub | -
26 | BSBVR15 | METAQUEST - VR3 | 2G0YBW3G2L024K | Junior IT Hub | -
27 | BSBVR28 | METAQUEST - VR3 | 2G0YBW3G2L02C5 | Junior IT Hub | -
28 | BSBVR43 | METAQUEST - VR3 | 2G0YBW3G2L028S | Junior IT Hub | -
29 | BSBVR17 | METAQUEST - VR3 | 2G0YBW3G2L0269 | Junior IT Hub | -
30 | BSBVR22 | METAQUEST - VR3 | 2G0YBW3G2L02DC | Junior IT Hub | -
31 | BSBVR32 | METAQUEST - VR3 | 2G0YBW3G2L008S | Junior IT Hub | -
32 | BSBVR31 | METAQUEST - VR3 | 2G0YBW3G2L02BQ | Junior IT Hub | -
33 | BSBVR51 | METAQUEST - VR3 | 2G0YBW3G3K00H9 | Junior IT Hub | -
34 | BSBVR48 | METAQUEST - VR3 | 2G0YBW3G2L023Z | Junior IT Hub | -
35 | BSBVR46 | METAQUEST - VR3 | 2G0YBW3G2L02B1 | Junior IT Hub | -
36 | BSBVR54 | METAQUEST - VR3 | 2G0YBW3G2L02F1 | Junior IT Hub | -
37 | BSBVR41 | METAQUEST - VR3 | 2G0YBW3G2L02CT | Junior IT Hub | -
38 | BSBVR57 | METAQUEST - VR3 | 2G0YBW3G2L02BS | Junior IT Hub | -
39 | BSBVR37 | METAQUEST - VR3 | 2G0YBW3G2L024W | Junior IT Hub | -
40 | BSBVR49 | METAQUEST - VR3 | 2G0YBW3G2L02CK | Junior IT Hub | -
41 | BSBVR38 | METAQUEST - VR3 | 2G0YBW3G2L025W | Junior IT Hub | -
42 | BSBVR42 | METAQUEST - VR3 | 2G0YBW3G2L02F4 | Junior IT Hub | -
43 | BSBVR52 | METAQUEST - VR3 | 2G0YBW3G2L0292 | IT storage | -
44 | BSBVR19 | METAQUEST - VR3 | 2G0YBW3G2L01NK | IT storage | -
45 | BSBVR35 | METAQUEST - VR3 | 2G0YBW3G2L026R | IT storage | -
46 | BSBVR18 | METAQUEST - VR3 | 2G0YBW3G2L02B2 | IT storage | -
47 | BSBVR58 | METAQUEST - VR3 | 2G0YBW3G2L02CP | IT storage | -
48 | BSBVR50 | METAQUEST - VR3 | 2G0YBW3G3K00K2 | IT storage | -
49 | BSBVR35 | METAQUEST - VR3 | 2G0YBW3G2L02D4 | IT storage | -
50 | BSBVR24 | METAQUEST - VR3 | 2G0YBW3G2L02DK | IT storage | -
51 | BSBVR56 | METAQUEST - VR3 | 2G0YBW3G2L02BV | IT storage | -
52 | BSBVR34 | METAQUEST - VR3 | 2G0YBW3G2L029B | IT storage | -
53 | BSBVR40 | METAQUEST - VR3 | 2G0YBW3G2L02DS | IT storage | - |  | No Power
54 | BSBVR31 | METAQUEST - VR3 | 2G0YBW3G2L02BW | IT storage | -
55 | BSBVR14 | METAQUEST - VR3 | 2G0YBW3G2L029T | IT storage | - |  | Joystick broken
56 | BSBVR47 | METAQUEST - VR3 | 2G0YBW3G3K00KM | IT storage | -
57 | BSBVR60 | METAQUEST - VR3 | 2G0YBW3G2L02CB | IT storage | -
58 | BSBVR44 | METAQUEST - VR3 | 2G0YBW3G2L02FG | IT storage | -
59 | BSBVR33 | METAQUEST - VR3 | 2G0YBW3G2L029K | IT storage | -
60 | BSBVR53 | METAQUEST - VR3 | 2G0YBW3G2L029C | IT storage | -
61 | BSBVR59 | METAQUEST - VR3 | 2G0YBW3G2L029H | IT storage | Bundle SN
62 | BSBVR61 | METAQUEST - VR3S | 340YC20G8C0HXM | IT storage | 340YB07G9F035B
63 | BSBVR62 | METAQUEST - VR3S | 340YC20G970N0M | IT storage | 340YB07G9900KF
64 | BSBVR63 | METAQUEST - VR3S | 340YC20G9904N5 | IT storage | 340YB07G9F02YB
65 | BSBVR64 | METAQUEST - VR3S | 340YC20G970FNT | IT storage | 340yb07g990b59
66 | BSBVR65 | METAQUEST - VR3S | 340YC20G7K00Y6 | IT storage | 340yb07g7y04t7
67 | BSBVR66 | METAQUEST - VR3S | 340YC20G9B08K7 | IT storage | 340yb07g8k06d1
68 | BSBVR67 | METAQUEST - VR3S | 340YC20G8M00PF | IT storage | 340YB07G8T0GPR
69 | BSBVR68 | METAQUEST - VR3S | 340YC20G8S08ZC | IT storage | 340YB07G8V01T3
70 | BSBVR69 | METAQUEST - VR3S | 340YC20G9W0FYS | IT storage | 340YB07G9Y095K
71 | BSBVR70 | METAQUEST - VR3S | 340YC20G95090F | IT storage | 340YB07G970BZR
72 | BSBVR71 | METAQUEST - VR3S | 340YC20G71026Y | IT storage | 340YB07G7600FC
73 | BSBVR72 | METAQUEST - VR3S | 340YC20G7X0SKL | IT storage | 340YB07G83029G
74 | BSBVR73 | METAQUEST - VR3S | 340YC20G950BYK | IT storage | 340YB07G9707KD
75 | BSBVR74 | METAQUEST - VR3S | 340YC20G8Q0JLK | IT storage | 340YB07G8V04S4
76 | BSBVR75 | METAQUEST - VR3S | 340YC20G9606LQ | IT storage | 340YB06G8V04S4
77 | BSBVR76 | METAQUEST - VR3S | 340YC20G970KDV | IT storage | 340YB07G7Z08SQ
78 | BSBVR77 | METAQUEST - VR3S | 340YC20G7V0PWM | IT storage | 340YB07G980CQ4
79 | BSBVR78 | METAQUEST - VR3S | 340YC20G9704L4 | IT storage | 340YB07G9901X0
80 | BSBVR79 | METAQUEST - VR3S | 340YC20G970G22 | IT storage | 340YB07G9809Z3
81 | BSBVR80 | METAQUEST - VR3S | 340YC20G970CYL | IT storage | 340YB07G99060C
82 | BSBVR81 | METAQUEST - VR3S | 340YC20G9B0077B | IT storage | 340YB07G9D0133
83 | BSBVR82 | METAQUEST - VR3S | 340YC20G980DQ4 | IT storage | 340YB07G8TOH1H
84 | BSBVR83 | METAQUEST - VR3S | 340YC20G8T00KN | IT storage | 340YB07G9809DG
85 | BSBVR84 | METAQUEST - VR3S | 340YC20G960392 | IT storage | 340YB07G9COCB7
86 | BSBVR85 | METAQUEST - VR3S | 340YC20G970GSZ | IT storage | 340YB07G9803V2
87 | BSBVR86 | METAQUEST - VR3S | 340YC20G8S00BJ | IT storage | 340YB07G980C66
88 | BSBVR87 | METAQUEST - VR3S | 340YC20G970PPM | IT storage | 340YB07G9F05TD

## Mobile Devices
Summary | [5 empty] | Direct line of service(batelco enterprise) | BSB CR NUMBER
Cn | Department | Device Model | Asset Tag | Mobile Number | Package | 101 | 71047901
1 | Elements | Nokia TA-1004 | BSBMB003 | n/a | No more package | 196
2 | Finance | Nokia TA-1004 | BSBPH002 | 32007494 | No more package
3 | Admissions | Nokia TA-1004 | BSBPH001 | 38126281 | No more package
4 | Elements | iPhone | BSBMB006 | 32161818 | Prepaid
5 | Head of School | iPhone | BSBMB007/BSBMB013 | 38763830 | Unspecified(used for international calls)
6 | Inspired | iPhone |  | 66768064 | Unspecified(used for international calls)
7 | Seniors | iPhone | BSBMB008 | 38120508 | Prepaid
8 | Juniors | iPhone | BSBMB009 | 32351818 | Prepaid
9 | Infants | iPhone | BSBMB010 | 32341818 | Prepaid
10 | Elements | iPhone | BSBMB011 | 39992410 | 7-8BHD (monthly)
11 | Admin(SMS) | Cisco | Landline | 17613230 | 10BHD(monthly)
12 | Admin(FAX) | Cisco | Landline | 17610371 | 10BHD(monthly)
13 | Admin(Phone Service) | Cisco | Landline | 17610920 | Whole School Phone Service
14 | Admissions | iPhone13 | BSBMB012 | n/a | n/a
15 | Elements | iPhone14Pro | BSBMB013 - HK9TH2TH9Y | 38775358 | 10BHD(monthly)
16 | Liz Stanley (HoS) | iPhone 13 Pro | V0XKFNJT9 | 38444832

## Chromebooks
BSB Chrome Books
| Total Count | 33
| Next Available Tag | BSBCB056
Sl No | Asset Tag | Model | Model No. | Category | Manufacturer | Serial | Purchased | Supplier | Location | Warranty | School | Floor | Building
1 | BSBCB028 | Chrome Books | HP Fortis 11 Gen10 64 GB 8GB RAM | Laptop | HP | 5CD450GZKB | 20/02/2025 | iWorld | Junior ICT Cupboard |  | Junior | Ground Floor | Junior and Senior
2 | BSBCB029 | Chrome Books | HP Fortis 11 Gen10 64 GB 8GB RAM | Laptop | HP | 5CD450GZL1 | 20/02/2025 | iWorld | Junior ICT Cupboard |  | Junior | Ground Floor | Junior and Senior
3 | BSBCB030 | Chrome Books | HP Fortis 11 Gen10 64 GB 8GB RAM | Laptop | HP | 5CD450GZKY | 13/10/2025 | iWorld | Junior ICT Cupboard |  | Junior | Ground Floor | Junior and Senior
4 | BSBCB031 | Chrome Books | HP Fortis 11 Gen10 64 GB 8GB RAM | Laptop | HP | 5CD450GZKJ | 13/10/2025 | iWorld | Junior ICT Cupboard |  | Junior | Ground Floor | Junior and Senior
5 | BSBCB045 | Chrome Books | HP Fortis 11 Gen10 64 GB 8GB RAM | Chromebooks | HP | 5CD450GZKT | 2026-01-05 | iWorld | Junior ICT Cupboard |  | Junior | Ground Floor | Junior and Senior
6 | BSBCB044 | Chrome Books | HP Fortis 11 Gen10 64 GB 8GB RAM | Chromebooks | HP | 5CD450GZKW | 2026-01-05 | iWorld | Junior ICT Cupboard |  | Junior | Ground Floor | Junior and Senior
7 | BSBCB043 | Chrome Books | HP Fortis 11 Gen10 64 GB 8GB RAM | Chromebooks | HP | 5CD450GZJM | 2026-01-05 | iWorld | Junior ICT Cupboard |  | Junior | Ground Floor | Junior and Senior
8 | BSBCB046 | Chrome Books | HP Fortis 11 Gen10 64 GB 8GB RAM | Chromebooks | HP | 5CD450GZJW | 2026-01-05 | iWorld | Junior ICT Cupboard |  | Junior | Ground Floor | Junior and Senior
9 | BSBCB041 | Chrome Books | HP Fortis 11 Gen10 64 GB 8GB RAM | Chromebooks | HP | 5CD450GZKH | 2026-01-05 | iWorld | Junior ICT Cupboard |  | Junior | Ground Floor | Junior and Senior
10 | BSBCB040 | Chrome Books | HP Fortis 11 Gen10 64 GB 8GB RAM | Chromebooks | HP | 5CD450GZJV | 2026-01-05 | iWorld | Junior ICT Cupboard |  | Junior | Ground Floor | Junior and Senior
11 | BSBCB038 | Chrome Books | HP Fortis 11 Gen10 64 GB 8GB RAM | Chromebooks | HP | 5CD450GZKX | 2026-01-05 | iWorld | Junior ICT Cupboard |  | Junior | Ground Floor | Junior and Senior
12 | BSBCB037 | Chrome Books | HP Fortis 11 Gen10 64 GB 8GB RAM | Chromebooks | HP | 5CD450GZK9 | 2026-01-05 | iWorld | Junior ICT Cupboard |  | Junior | Ground Floor | Junior and Senior
13 | BSBCB036 | Chrome Books | HP Fortis 11 Gen10 64 GB 8GB RAM | Chromebooks | HP | 5CD450GZKV | 2026-01-05 | iWorld | Junior ICT Cupboard |  | Junior | Ground Floor | Junior and Senior
14 | BSBCB039 | Chrome Books | HP Fortis 11 Gen10 64 GB 8GB RAM | Chromebooks | HP | 5CD450GZKG | 2026-01-05 | iWorld | Junior ICT Cupboard |  | Junior | Ground Floor | Junior and Senior
15 | BSBCB035 | Chrome Books | HP Fortis 11 Gen10 64 GB 8GB RAM | Chromebooks | HP | 5CD450GZJX | 2026-01-05 | iWorld | Junior ICT Cupboard |  | Junior | Ground Floor | Junior and Senior
16 | BSBCB033 | Chrome Books | HP Fortis 11 Gen10 64 GB 8GB RAM | Chromebooks | HP | 5CD450GZJZ | 2026-01-05 | iWorld | Junior ICT Cupboard |  | Junior | Ground Floor | Junior and Senior
17 | BSBCB034 | Chrome Books | HP Fortis 11 Gen10 64 GB 8GB RAM | Chromebooks | HP | 5CD450GZKR | 2026-01-05 | iWorld | Junior ICT Cupboard |  | Junior | Ground Floor | Junior and Senior
18 | BSBCB042 | Chrome Books | HP Fortis 11 Gen10 64 GB 8GB RAM | Chromebooks | HP | 5CD450GZK0 | 2026-01-05 | iWorld | Junior ICT Cupboard |  | Junior | Ground Floor | Junior and Senior
19 | BSBCB032 | Chrome Books | HP Fortis 11 Gen10 64 GB 8GB RAM | Chromebooks | HP | 5CD450GZKN | 2026-01-05 | iWorld | Junior ICT Cupboard |  | Junior | Ground Floor | Junior and Senior
20 | BSBCB047 | Chrome Books | HP Fortis 11 Gen10 64 GB 8GB RAM | Chromebooks | HP | 5CD450GZJS | 2026-01-05 | iWorld | Junior ICT Cupboard |  | Junior | Ground Floor | Junior and Senior
21 | BSBCB048 | Chrome Books | HP Fortis 11 Gen10 64 GB 8GB RAM | Chromebooks | HP | 5CD450GZK2 | 2026-01-05 | iWorld | Junior ICT Cupboard |  | Junior | Ground Floor | Junior and Senior
22 | BSBCB050 | Chrome Books | HP Fortis 11 Gen10 64 GB 8GB RAM | Chromebooks | HP | 5CD450GZK4 | 2026-01-05 | iWorld | Junior ICT Cupboard |  | Junior | Ground Floor | Junior and Senior
23 | BSBCB049 | Chrome Books | HP Fortis 11 Gen10 64 GB 8GB RAM | Chromebooks | HP | 5CD450GZJR | 2026-01-05 | iWorld | Junior ICT Cupboard |  | Junior | Ground Floor | Junior and Senior
24 | BSBCB052 | Chrome Books | HP Fortis 11 Gen10 64 GB 8GB RAM | Chromebooks | HP | 5CD450GZJT | 2026-01-05 | iWorld | Junior ICT Cupboard |  | Junior | Ground Floor | Junior and Senior
25 | BSBCB055 | Chrome Books | HP Fortis 11 Gen10 64 GB 8GB RAM | Chromebooks | HP | 5CD450GZK6 | 2026-01-05 | iWorld | Junior ICT Cupboard |  | Junior | Ground Floor | Junior and Senior
26 | BSBCB054 | Chrome Books | HP Fortis 11 Gen10 64 GB 8GB RAM | Chromebooks | HP | 5CD450GZKZ | 2026-01-05 | iWorld | Junior ICT Cupboard |  | Junior | Ground Floor | Junior and Senior
27 | BSBCB051 | Chrome Books | HP Fortis 11 Gen10 64 GB 8GB RAM | Chromebooks | HP | 5CD450GZK3 | 2026-01-05 | iWorld | Junior ICT Cupboard |  | Junior | Ground Floor | Junior and Senior
28 | BSBCB053 | Chrome Books | HP Fortis 11 Gen10 64 GB 8GB RAM | Chromebooks | HP | 5CD450GZK7 | 2026-01-05 | iWorld | Junior ICT Cupboard |  | Junior | Ground Floor | Junior and Senior
29 | Spare | Chrome Books | HP Fortis 11 Gen10 64 GB 8GB RAM | Chromebooks | HP | 5CD450GZL2 | 2026-01-05 | iWorld | Server room
30 | Spare | Chrome Books | HP Fortis 11 Gen10 64 GB 8GB RAM | Chromebooks | HP | 5CD450GZJL | 2026-01-05 | iWorld | Server room
31 | Spare | Chrome Books | HP Fortis 11 Gen10 64 GB 8GB RAM | Chromebooks | HP | 5CD450GZK1 | 2026-01-05 | iWorld | Server room
32 | Spare | Chrome Books | HP Fortis 11 Gen10 64 GB 8GB RAM | Chromebooks | HP | 5CD450GZKP | 2026-01-05 | iWorld | Server room
33 | Spare | Chrome Books | HP Fortis 11 Gen10 64 GB 8GB RAM | Chromebooks | HP | 5CD450GZKF | 2026-01-05 | iWorld | Server room

## Macbooks & iMacs
BSB Macbooks
| Total Count | 61
Sl No | Asset Tag | Model No. | Manufacturer | Serial | Location | School | Floor | Building | RAM | CPU | HDD
1 | BSBNB313 | Macbook Air | Apple | C02PJ238G940 | B- Storage | Junior | Ground Floor | Junior and Senior | 4GB | i5 | 128GB | Decommission 2025-26
2 | BSBNB314 | Macbook Air | Apple | C02PJ11G940 | B- Storage | Junior | Ground Floor | Junior and Senior | 4GB | i5 | 128GB
3 | BSBNB315 | Macbook Air | Apple | C02PJ209G940 | B- Storage | Junior | Ground Floor | Junior and Senior | 4GB | i5 | 128GB
4 | BSBNB316 | Macbook Air | Apple | C02PJ20JG940 | B- Storage | Junior | Ground Floor | Junior and Senior | 4GB | i5 | 128GB
5 | BSBNB317 | Macbook Air | Apple | C02PJ244G940 | B- Storage | Junior | Ground Floor | Junior and Senior | 4GB | i5 | 128GB
6 | BSBNB318 | Macbook Air | Apple | C02PJ1YNG940 | B- Storage | Junior | Ground Floor | Junior and Senior | 4GB | i5 | 128GB
7 | BSBNB319 | Macbook Air | Apple | C02PJ22ZG940 | B- Storage | Junior | Ground Floor | Junior and Senior | 4GB | i5 | 128GB
8 | BSBNB320 | Macbook Air | Apple | C02PJ26QG940 | B- Storage | Junior | Ground Floor | Junior and Senior | 4GB | i5 | 128GB
9 | BSBNB321 | Macbook Air | Apple | C02PJ23DG940 | B- Storage | Junior | Ground Floor | Junior and Senior | 4GB | i5 | 128GB
10 | BSBNB322 | Macbook Air | Apple | C02PJ22JG940 | B- Storage | Junior | Ground Floor | Junior and Senior | 4GB | i5 | 128GB
11 | BSBNB323 | Macbook Air | Apple | C02PJ235G940 | B- Storage | Junior | Ground Floor | Junior and Senior | 4GB | i5 | 128GB
12 | BSBNB324 | Macbook Air | Apple | C02PJ25WG940 | B- Storage | Junior | Ground Floor | Junior and Senior | 4GB | i5 | 128GB
13 | BSBNB325 | Macbook Air | Apple | C02PJ1Z0G940 | B- Storage | Junior | Ground Floor | Junior and Senior | 4GB | i5 | 128GB
14 | BSBNB326 | Macbook Air | Apple | C02PJ23WG940 | B- Storage | Junior | Ground Floor | Junior and Senior | 4GB | i5 | 128GB
15 | BSBNB327 | Macbook Air | Apple | C02PJ21TG940 | B- Storage | Junior | Ground Floor | Junior and Senior | 4GB | i5 | 128GB
16 | BSBNB328 | Macbook Air | Apple | FVFS3L5FH3QV | B- Storage | Junior | Ground Floor | Junior and Senior | 4GB | i5 | 128GB
17 | BSBNB329 | Macbook Air | Apple | C1MS98EPH3QD | B- Storage | Junior | Ground Floor | Junior and Senior | 4GB | i5 | 128GB
18 | BSBNB330 | Macbook Air | Apple | C02S94RPH3QD | B- Storage | Junior | Ground Floor | Junior and Senior | 4GB | i5 | 128GB
19 | BSBNB331 | Macbook Air | Apple | CPWS71G9H3QD | B- Storage | Junior | Ground Floor | Junior and Senior | 4GB | i5 | 128GB
20 | BSBNB332 | Macbook Air | Apple | C1MS97P6H3QD | B- Storage | Junior | Ground Floor | Junior and Senior | 4GB | i5 | 128GB
21 | BSBNB333 | Macbook Air | Apple | C02RQEWSH3QD | B- Storage | Junior | Ground Floor | Junior and Senior | 4GB | i5 | 128GB
22 | BSBNB334 | Macbook Air | Apple | C02S7D39H3QD | B- Storage | Junior | Ground Floor | Junior and Senior | 4GB | i5 | 128GB
23 | BSBNB335 | Macbook Air | Apple | C02S80S6H3QD | B- Storage | Junior | Ground Floor | Junior and Senior | 4GB | i5 | 128GB
24 | BSBNB336 | Macbook Air | Apple | CPWS7C85H3QD | B- Storage | Junior | Ground Floor | Junior and Senior | 4GB | i5 | 128GB
25 | BSBNB337 | Macbook Air | Apple | C02S80T3H3QD | B- Storage | Junior | Ground Floor | Junior and Senior | 4GB | i5 | 128GB
26 | BSBNB338 | Macbook Air | Apple | DLY3BYW1 | B- Storage | Junior | Ground Floor | Junior and Senior | 4GB | i5 | 128GB
27 | BSBNB339 | Macbook Air | Apple | FVFTR115JIWK | B- Storage | Junior | Ground Floor | Junior and Senior | 4GB | i5 | 128GB
28 | BSBNB393 | Macbook | Macbook Pro M2 | YR240VW20D | Andrew Aziz - Inspired | Inspired | Inspired | Inspired |  |  | 1TB
29 | BSBDT647 | iMac | iMac | H12JL001Q7H6 | Marketing office | Admin | First Floor | Admin
30 | BSBDT656 | Mac | Mac Mini | C07JL1AHQ6NY | Music Room | Junior | Music Room | Junior and Senior
31 | BSBDT657 | Mac | Mac Mini | C07JL1AGQ6NY | Music Room | Junior | Music Room | Junior and Senior
32 | BSBDT658 | Mac | Mac Mini | C07JL1AFQ6NY | Music Room | Junior | Music Room | Junior and Senior
33 | BSBNB007 | Mac | MacBook Pro 2012 | C02HK1EEDV35 | Marketing office/Latifa E. | Admin | First Floor | Admin
34 | BSBDT649 | Mac | iMac |  | Server Room
35 | BSBNB484 | Macbook Air | Apple | HXJMNUH01WFV | Junior Mac Trolly | Junior | Ground floor | Junior and Senior | 8GB | M1 | 256
36 | BSBNB485 | Macbook Air | Apple | HXJMLEK31WFV | Junior Mac Trolly | Junior | Ground floor | Junior and Senior | 8GB | M1 | 256
37 | BSBNB486 | Macbook Air | Apple | HXJMLHL81WFV | Junior Mac Trolly | Junior | Ground floor | Junior and Senior | 8GB | M1 | 256
38 | BSBNB487 | Macbook Air | Apple | HXJMJ1J61WFV | Junior Mac Trolly | Junior | Ground floor | Junior and Senior | 8GB | M1 | 256
39 | BSBNB488 | Macbook Air | Apple | HXJMLHJG1WFV | Junior Mac Trolly | Junior | Ground floor | Junior and Senior | 8GB | M1 | 256
40 | BSBNB489 | Macbook Air | Apple | HXJMLHG41WFV | Junior Mac Trolly | Junior | Ground floor | Junior and Senior | 8GB | M1 | 256
41 | BSBNB490 | Macbook Air | Apple | HXJMNS9B1WFV | Junior Mac Trolly | Junior | Ground floor | Junior and Senior | 8GB | M1 | 256
42 | BSBNB491 | Macbook Air | Apple | HXJMLHU31WFV | Junior Mac Trolly | Junior | Ground floor | Junior and Senior | 8GB | M1 | 256
43 | BSBNB492 | Macbook Air | Apple | HXJMNUWZ1WFV | Junior Mac Trolly | Junior | Ground floor | Junior and Senior | 8GB | M1 | 256
44 | BSBNB493 | Macbook Air | Apple | HXJMLJ4R1WFV | Junior Mac Trolly | Junior | Ground floor | Junior and Senior | 8GB | M1 | 256
45 | BSBNB494 | Macbook Air | Apple | HXJMLEKP1WFV | Junior Mac Trolly | Junior | Ground floor | Junior and Senior | 8GB | M1 | 256
46 | BSBNB495 | Macbook Air | Apple | HXJMNS331WFV | Junior Mac Trolly | Junior | Ground floor | Junior and Senior | 8GB | M1 | 256
47 | BSBNB496 | Macbook Air | Apple | HXJMLHH41WFV | Junior Mac Trolly | Junior | Ground floor | Junior and Senior | 8GB | M1 | 256
48 | BSBNB497 | Macbook Air | Apple | HXJMNUZA1WFV | Junior Mac Trolly | Junior | Ground floor | Junior and Senior | 8GB | M1 | 256
49 | BSBNB498 | Macbook Air | Apple | HXJMNUZ21WFV | Junior Mac Trolly | Junior | Ground floor | Junior and Senior | 8GB | M1 | 256
50 | BSBNB499 | Macbook Air | Apple | HXJMNV5W1WFV | Junior Mac Trolly | Junior | Ground floor | Junior and Senior | 8GB | M1 | 256
51 | BSBNB500 | Macbook Air | Apple | HXJMLJ501WFV | Junior Mac Trolly | Junior | Ground floor | Junior and Senior | 8GB | M1 | 256
52 | BSBNB501 | Macbook Air | Apple | HXJMLELS1WFV | Junior Mac Trolly | Junior | Ground floor | Junior and Senior | 8GB | M1 | 256
53 | BSBNB502 | Macbook Air | Apple | HXJMNV171WFV | Junior Mac Trolly | Junior | Ground floor | Junior and Senior | 8GB | M1 | 256
54 | BSBNB503 | Macbook Air | Apple | HXJMNUFX1WFV | Junior Mac Trolly | Junior | Ground floor | Junior and Senior | 8GB | M1 | 256
55 | BSBNB504 | Macbook Air | Apple | HXJMNS9G1WFV | Junior Mac Trolly | Junior | Ground floor | Junior and Senior | 8GB | M1 | 256
56 | BSBNB505 | Macbook Air | Apple | HXJMNV221WFV | Junior Mac Trolly | Junior | Ground floor | Junior and Senior | 8GB | M1 | 256
57 | BSBNB506 | Macbook Air | Apple | HXJMNUU41WFV | Junior Mac Trolly | Junior | Ground floor | Junior and Senior | 8GB | M1 | 256
58 | BSBNB507 | Macbook Air | Apple | HXJMLJ901WFV | Junior Mac Trolly | Junior | Ground floor | Junior and Senior | 8GB | M1 | 256
59 | BSBNB508 | Macbook Air | Apple | HXJMNS941WFV | Junior Mac Trolly | Junior | Ground floor | Junior and Senior | 8GB | M1 | 256
60 | BSBNB509 | Macbook Air | Apple | HXJMNV0W1WFV | Junior Mac Trolly | Junior | Ground floor | Junior and Senior | 8GB | M1 | 256
61 | BSBNB510 | Macbook Air | Apple | HXJMLHKF1WFV | Junior Mac Trolly | Junior | Ground floor | Junior and Senior | 8GB | M1 | 256

## Desktops
| BSB Desktop | 105
|  | Important | next available tag is
CN | Asset Tag | Model | Serial Number | Class/Office | Floor | Building
1 | BSBDT650 | Lenovo THINKCENTRE NEO 50T Gen3 | GM04LPDH | ADMISSIONS - LAYLA | FIRST FLOOR | ADMIN
2 | BSBDT652 | Lenovo THINKCENTRE NEO 50T Gen3 | GM04N76L | ADMISSIONS - AMY BRANSON | FIRST FLOOR | ADMIN
3 | BSBDT651 | LENOVO NEO 5T | GM04PLCW | ELEMENTS 1 | FIRST FLOOR | ADMIN
4 | BSBDT655 | LENOVO NEO 5T | GM09LPEG | ELEMENTS 2 | FIRST FLOOR | ADMIN
5 | BSBDT649 | LENOVO NEO 5T | GM04LPGL | ELEMENTS 3 | FIRST FLOOR | ADMIN
7 | BSBDT576 | Thinkcentre M910S | PC0WSY14 | Head of Juniors Office - Robert Howe | Ground | Admin
8 | BSBDT607 | Lenovo V530S | YL006V6Q | Infants - Copier | GROUND FLOOR | Infants
9 | BSBDT660 | LENOVO NEO 5T | GM09FWSZ | HR - NASREEN | FIRST FLOOR | ADMIN
10 | BSBDT604 | Lenovo V530S | YLOO6V01 | GC02 PC | FIRST FLOOR | ADMIN
11 | BSBDT587 | Thinkcentre M910S | PC0WSY15 | ID Card | FIRST FLOOR | Admin
12 | BSBDT591 | Lenovo V530S | YL006V04 | IT - Spare- B- Storage | FIRST FLOOR | Admin | Old ID Card machine
13 | BSBDT612 | Lenovo V530S | YL00KJKC | Jassim Copier PC | FIRST FLOOR | J/S Building
14 | BSBDT595 | Lenovo V530S | YL006V7D | IT SPARE - IT STORAGE | B - Floor | J/S Building
15 | BSBDT593 | Lenovo V530S | YL006VBX | PARENT RELATIONS - SHAREEN | GROUND FLOOR | ADMIN
16 | BSBDT665 | HP PRO ONE 44O | 8CN40604FQ | RECEPTION 1- ADMIN | GROUND FLOOR | ADMIN
17 | BSBDT666 | HP PRO ONE 44O | 8CN40604GB | RECEPTION 2- ADMIN | GROUND FLOOR | ADMIN
18 | BSBDT667 | HP PRO ONE 44O | 8CN40604HQ | RECEPTION 3 - ELEMENTS | GROUND FLOOR | ADMIN
19 | BSBDT549 | DELL OPTIPLEX 7040 | JDFJYJ2 | It Storage | FIRST FLOOR | INFANTS (R)
20 | BSBDT581 | Lenovo M910s Lenovo | PC0WSY11 | Staff room | B - Floor | J/S Building
21 | BSBDT477 | OptiPlex 7040 - DELL | 2F19DD2 | Staff room | B - Floor | J/S Building
22 | BSBDT590 | Lenovo V530S | YL006V0J | Staff room | B - Floor | J/S Building
23 | BSBDT566 | OptiPlex 7040 - DELL | JDJNYJ2 | Staff room | B - Floor | J/S Building
26 | BSBDT648 | M910s Lenovo | PC0WSY0T | IT - Spare- B- Storage | B - Floor | J/S Building
27 | BSBDT613 | Lenovo V530S | YL00KJN | Mail Merge PC - IT Office | B - Floor | J/S Building
28 | BSBDT468 | Optiplex 7040 | 2DHHDD2 | B (IT - STAFFROOM)Storage | B - Floor | J/S Building
29 | BSBDT480 | Optiplex 7040 | 2F6CDD2 | B (IT - STAFFROOM)Storage | B - Floor | J/S Building
30 | BSBDT482 | Optiplex 7040 | 2DS7DD2 | B (IT - STAFFROOM)Storage | B - Floor | J/S Building
31 | BSBDT469 | Optiplex 7040 | 2DWDD2 | A14 Assembly Classroom | Ground Floor | J/S Building
32 | BSBDT470 | Optiplex 7040 | 2DMFDD2 | B (IT - STAFFROOM)Storage | B - Floor | J/S Building
33 | BSBDT471 | Optiplex 7040 | 2DCC0D2 | B (IT - STAFFROOM)Storage | B - Floor | J/S Building
34 | BSBDT497 | Optiplex 7040 | 2F09DD2 | B (IT - STAFFROOM)Storage | B - Floor | J/S Building
35 | BSBDT472 | Optiplex 7040 | 2F6GDD2 | B (IT - STAFFROOM)Storage | B - Floor | J/S Building
36 | BSBDT578 | Thinkcentre M910S | PC0WSY10 | Senior Ass't. Heads Office - Ken | D - Floor | J/S Building
37 | BSBDT656 | Mac Mini | C07JL1AHQ6NY | E-Music Room-Rodolpho | ground | j/s
38 | BSBDT658 | Mac Mini | C07JL1AFQ6NY | a16b | ground | j/s
39 | BSBDT403 | Optiplex 7020 | 8X1PV42 | IT- Storage | 1F | j/s
40 | BSBDT556 | DELL OPTIPLEX 7040 | JDGLYJ2 | B (IT - STAFFROOM)Storage | B - Floor | J/S Building
41 | BSBDT 620 | LENOVO V50T GEN 2 – I31OB DESKTOP | PC2FKJAH | B32 | 1F | j/s
42 | BSBDT 621 | LENOVO V50T GEN 2 – I31OB DESKTOP | PC2FKJAT | B32 | 1F | j/s
43 | BSBDT 622 | LENOVO V50T GEN 2 – I31OB DESKTOP | PC2FKJBB | B32 | 1F | j/s
44 | BSBDT 623 | LENOVO V50T GEN 2 – I31OB DESKTOP | PC2FKJAX | B32 | 1F | j/s
45 | BSBDT 624 | LENOVO V50T GEN 2 – I31OB DESKTOP | PC2FKJAE | B32 | 1F | j/s
46 | BSBDT 625 | LENOVO V50T GEN 2 – I31OB DESKTOP | PC2FKJB3 | B32 | 1F | j/s
47 | BSBDT 626 | LENOVO V50T GEN 2 – I31OB DESKTOP | PC2FKJAM | B32 | 1F | j/s
48 | BSBDT 627 | LENOVO V50T GEN 2 – I31OB DESKTOP | PC2FKJAK | B32 | 1F | j/s
49 | BSBDT 628 | LENOVO V50T GEN 2 – I31OB DESKTOP | PC2FKJAV | B32 | 1F | j/s
50 | BSBDT 629 | LENOVO V50T GEN 2 – I31OB DESKTOP | PC2FKJAN | B32 | 1F | j/s
51 | BSBDT 630 | LENOVO V50T GEN 2 – I31OB DESKTOP | PC2FKJAF | B32 | 1F | j/s
52 | BSBDT 631 | LENOVO V50T GEN 2 – I31OB DESKTOP | PC2FKJB4 | B32 | 1F | j/s
53 | BSBDT 632 | LENOVO V50T GEN 2 – I31OB DESKTOP | PC2FKJAS | B32 | 1F | j/s
54 | BSBDT 633 | LENOVO V50T GEN 2 – I31OB DESKTOP | PC2FKJBR | B32 | 1F | j/s
55 | BSBDT 634 | LENOVO V50T GEN 2 – I31OB DESKTOP | PC2FKJBT | B32 | 1F | j/s
56 | BSBDT 635 | LENOVO V50T GEN 2 – I31OB DESKTOP | PC2FKJAW | B32 | 1F | j/s
57 | BSBDT 636 | LENOVO V50T GEN 2 – I31OB DESKTOP | PC2FKJAZ | B32 | 1F | j/s
58 | BSBDT 637 | LENOVO V50T GEN 2 – I31OB DESKTOP | PC2FKJAQ | B32 | 1F | j/s
59 | BSBDT 638 | LENOVO V50T GEN 2 – I31OB DESKTOP | PC2FKJBI | B32 | 1F | j/s
60 | BSBDT 639 | LENOVO V50T GEN 2 – I31OB DESKTOP | PC2FKJAR | B32 | 1F | j/s
61 | BSBDT 641 | LENOVO V50T GEN 2 – I31OB DESKTOP | PC2FKJAY | B32 | 1F | j/s
62 | BSBDT 642 | LENOVO V50T GEN 2 – I31OB DESKTOP | PC2FKJAG | B32 | 1F | j/s
63 | BSBDT 643 | LENOVO V50T GEN 2 – I31OB DESKTOP | PC2FKJB8 | B32 | 1F | j/s
64 | BSBDT 644 | LENOVO V50T GEN 2 – I31OB DESKTOP | PC2FKJAL | B32 | 1F | j/s
65 | BSBDT 645 | LENOVO V50T GEN 2 – I31OB DESKTOP | PC2FKJA1 | B32 | 1F | j/s
66 | BSBDT 646 | LENOVO V50T GEN 2 – I31OB DESKTOP | PC2FKJAD | B32 | 1F | j/s
67 | BSBDT583 | Lenovo V530S | YL006V07 | Lee Conor | Infants | Infants Building
68 | BSBDT540 | DELL OPTIPLEX 7040 | CWHW75J | Junior Deputy - Sara Arouch | FIRST FLOOR | Junior/Senior Buidling
69 | BSBDT659 | LENOVO THINKCENTRE NEO 50T Gen3 | GMO4LPC6 | B32 | 1F | j/s
71 | BSBDT661 | LENOVO THINKCENTRE NEO 50T Gen3 | GM04LPCQ | Infants - Library PC | 1F | Infants Building
72 | BSBDT662 | LENOVO THINKCENTRE NEO 50T Gen3 | GM09FWTD | Julie Anne Gilbert | GF | Admin
75 | BSBDT592 | Lenovo V530S | YL006V0P | E03 - Junior School | 1F | j/s
76 | BSBDT606 | Lenovo V530S | YL006V6R | IT- Storage- Spare | 1F | j/s
77 | BSBDT611 | Lenovo V530S | YL00KJKZ | B (IT - STAFFROOM)Storage | 1F | j/s
78 | BSBDT584 | Thinkcentre M910S | PC0WSY0X | B (IT - STAFFROOM)Storage | 1F | j/s
79 | BSBDT580 | Thinkcentre M910S | PC0WSY16 | B (IT - STAFFROOM)Storage | 1F | j/s
80 | BSBDT574 | Thinkcentre M910S | PC0WSY13 | B (IT - STAFFROOM)Storage | 1F | j/s
81 | BSBDT570 | Thinkcentre M910S | PC0WSY0R | B (IT - STAFFROOM)Storage | 1F | j/s
82 | BSBDT457 | Thinkcentre M910S | 2DMFDD2 | B (IT - STAFFROOM)Storage | 1F | j/s
83 | BSBDT582 | Thinkcentre M910S | PC0WSY0Z | B (IT - STAFFROOM)Storage | 1F | j/s
84 | BSBDT598 | Lenovo V530S | YL006VC1 | IT Storage - Spare | 1F | j/s
85 | BSBDT586 | Thinkcentre M910S | PC0WSY0V | EYFS Classroom | 1F | Infants Building
87 | BSBDT657 | Mac Mini | C07JL1AGQ6NY | A16b | ground | J/S Building
88 | BSBDT601 | Thinkcentre M910S | M910SFF | IT Storage-B | 1F | J/S Building
89 | BSBDT605 | Lenovo V530S | YL006VBY | Infants - Staffroom PC | ground | Infants Building
90 | BSBDT653 | LENOVO NEO 5T | GM04N77W | IT- Storage- Spare | 1F | Junior/Senior Buidling
91 | BSBDT526 | Lenovo V530S | 2F3GDD2 | IT Storage | FIRST FLOOR | J/S
93 | BSBDT597 | Lenovo V530S | YL006UZC | IT Spare | FIRST FLOOR | J/S Building
94 | BSBDT560 | Lenovo V530S | YL006VC0 | IT - STORAGE | ground | j/s
95 | BSBDT383 | Optiplex 9020 | 141NT02 | IT Storage | Ground | Infants
96 | BSBDT603 | Lenovo V530S | YL006VOY | Security - Control Room | Ground | Admin
97 | BSBDT594 | Lenovo V530S | YL006VC03 | Security - Gate 04 | Ground | Admin
98 | BSBDT608 | Lenovo V530S | YL006V6W | Security - Gate 01 | Ground | Admin
99 | BSBDT545 | Dell 7040 | 6L0XZ82 | IT- Storage- Spare | Ground | Infants
100 | BSBDT579 | Thinkcentre M910S | PC0WSY0S | Infants - Tower - Senco 360 Office | 2F | Infants
101 | BSBDT614 | Lenovo V530S | YL00KJL6 | Infants - Pool Office | Ground | Infants
102 | BSBDT663 | Lenovo Gen 2 Neo Geo | GM04LPBX | Spare | FIRST FLOOR | J/S Building
103 | BSBDT664 | Lenovo Gen 2 Neo Geo | GM09FWTB | IT Spare | FIRST FLOOR | J/S Building
104 | BSBDT619 | BOARDROOM BUILT IN PC - PS830 | 2020060900018 | Admin | Ground | Admin
105 | BSBDT 640 | LENOVO V50T GEN 2 – I31OB DESKTOP | PC2FKJAP
106 | BSBDT465 | 7040 | 2DFFCDD2 | Spare
107 | BSBDT446 | 7040 | 1t1bdd2 | Spare
108 | BSBDT476 | 7040 | 2DC9DD2 | Spare
109 | BSBDT428 | 7040 | 1t2fdd2 | Spare
110 | BSBDT447 | 7040 | 1tcbdd2 | Spare
111 | BSBDT550 | Optiplex 7040-DELL | JDCRYJ2 | Spare
112 | BSBDT563 | DELL OPTIPLEX 7040 | JDLJYJ2 | Spare
113 |  | EQR Media PC | B585051H30066 | Admin - Atrium Big screen |  | Admin - Four square screen

## PCLaptop to be decom
Desktops |  |  |  | Laptops | [6 empty] | Chromebooks
1 | BSBDT183 | Optiplex 790 | 7GFPB5J | CN | Tag | Make | Model | SN | Location | Status | CN | Tag | Make | Model | SN | Location | Status
2 | BSBDT360 | Optiplex 790 | JTSSS02 | 1 | BSBNB057 | Latitude | E5430 | 7588YW1 | B-Storage | Obsolete | 1 | BSBCB001 | Lenovo 300e 2nd Gen | Chrome Books | P207KLZC | Server room | Obsolete
3 | BSBDT364 | Optiplex 790 | 7J5GQ12 | 2 | BSBNB113 | Latitude | E5450 | 4X9RP32 | B-Storage | Obsolete | 2 | BSBCB002 | Lenovo 300e 2nd Gen | Chrome Books | P207KLYN | Server room | Obsolete
4 | BSBDT365 | Optiplex 790 | 4SSSS02 | 3 | BSBNB070 | Latitude | E5430 | JSY3BYW1 | B-Storage | Obsolete | 3 | BSBCB004 | Lenovo 300e 2nd Gen | Chrome Books | P207KLZD | Server room | Obsolete
5 | BSBDT374 | Optiplex 790 | 5WSSS02 | 4 | BSBNB109 | Latitude | E5450 | 5JYQP32 | B-Storage | Obsolete | 4 | BSBCB005 | Lenovo 300e 2nd Gen | Chrome Books | P207KLZ4 | Server room | Obsolete
6 | BSBDT380 | Optiplex 790 | BL5GQ12 | 5 | BSBNB127 | Latitude | E5450 | FPYQP32 | B-Storage | Obsolete | 5 | BSBCB006 | Lenovo 300e 2nd Gen | Chrome Books | P207KLYP | Server room | Obsolete
7 | BSBDT197 | Optiplex 790 | 2LNV35J | 6 | BSBNB053 | Latitude | E5430 | 4238YW1 | B-Storage | Obsolete | 6 | BSBCB007 | Lenovo 300e 2nd Gen | Chrome Books | P207KLYR | Server room | Obsolete
8 | BSBDT193 | Optiplex 790 | HJVW75J | 7 | BSBNB062 | Latitude | E5430 | 8648YW1 | B-Storage | Obsolete | 7 | BSBCB008 | Lenovo 300e 2nd Gen | Chrome Books | P207KLYW | Server room | Obsolete
9 | BSBDT276 | DELL OPTIPLEX 790 | HX9P65J | 8 | BSBNB051 | Latitude | E5430 | FX38YW1 | B-Storage | Obsolete | 8 | BSBCB011 | Lenovo 300e 2nd Gen | Chrome Books | P207KLYX | Server room | Obsolete
10 | BSBDT292 | DELL OPTIPLEX 790 | 2LVW75J | 9 | BSBNB012 | Latitude | E6420 | DPNVVF52 | B-Storage | Obsolete | 9 | BSBCB012 | Lenovo 300e 2nd Gen | Chrome Books | P207KLYZ | Server room | Obsolete
11 | BSBDT298 | DELL OPTIPLEX 790 | 7R9P65J | 10 | BSBNB027 | Inspiron N5040 | Inspiron N5040 | F29LHPI | B-Storage | Obsolete | 10 | BSBCB013 | Lenovo 300e 2nd Gen | Chrome Books | P207KLZ0 | Server room | Obsolete
12 | BSBDT301 | DELL OPTIPLEX 790 | 5T9P65J | 11 | BSBNB107 | Latitude | E5450 | DYLSP32 | B-Storage | Obsolete | 11 | BSBCB014 | Lenovo 300e 2nd Gen | Chrome Books | P207KLZB | Server room | Obsolete
13 | BSBDT554 | DELL OPTIPLEX 790 | 7DCKYJ2 | 12 | BSBNB109 | Latitude | E5450 | 5JYQP32 | B-Storage | Obsolete | 12 | BSBCB015 | Lenovo 300e 2nd Gen | Chrome Books | P207KLZ5 | Server room | Obsolete
14 | BSBDT023 | Optiplex 790 Tower | 5GFPB5J | 13 | BSBNB112 | Latitude | E5450 | 1LCVP32 | B-Storage | Obsolete | 13 | BSBCB016 | Lenovo 300e 2nd Gen | Chrome Books | P207KLZA | Server room | Obsolete
15 | BSBDT257 | Optiplex 790 | 9S9P65J | 14 | BSBNB106 | Latitude | E5450 | 6BMVP32 | B-Storage | Obsolete | 14 | BSBCB018 | Lenovo 300e 2nd Gen | Chrome Books | P207KLYT | Server room | Obsolete
16 | BSBDT222 | DELL OPTIPLEX 790 | J2V555J | 15 | BSBNB049 | Latitude | E5430 | 7N78YW1 | B-Storage | Obsolete | 15 | BSBCB019 | Lenovo 300e 2nd Gen | Chrome Books | P207KLZ6 | Server room | Obsolete
17 | BSBDT283 | DELL OPTIPLEX 790 | FWHW75J | 16 | BSBNB041 | Latitude | E5430 | 8X0X4S1 | B-Storage | Obsolete | 16 | BSBCB020 | Lenovo 300e 2nd Gen | Chrome Books | P207KLYV | Server room | Obsolete
18 | BSBDT340 | DELL OPTIPLEX 790 | 7LVW75J | 17 | BSBNB128 | Latitude | E5450 | 90SQP32 | B-Storage | Obsolete | 17 | BSBCB021 | Lenovo 300e 2nd Gen | Chrome Books | P207KLZ1 | Server room | Obsolete
19 | BSBDT294 | DELL OPTIPLEX 790 | BKVW75J | 18 | BSBNB110 | Latitude | E5450 | 574RP32 | B-Storage | Obsolete | 18 | BSBCB023 | Lenovo 300e 2nd Gen | Chrome Books | P207KLZ3 | Server room | Obsolete
20 | BSBDT413 | DELL OPTIPLEX 790 | 3207C72 | 19 | BSBNB059 | Latitude | E5430 | B688YW1 | B-Storage | Obsolete | 19 | BSBCB024 | Lenovo 300e 2nd Gen | Chrome Books | P207KLYS | Server room | Obsolete
21 | BSBDT299 | DELL OPTIPLEX 790 | GV9P65J | 20 | BSBNB040 | Latitude | E5430 | 8X1C5S1 | B-Storage | Obsolete | 20 | BSBCB025 | Lenovo 300e 2nd Gen | Chrome Books | P207KLYQ | Server room | Obsolete
22 | BSBDT302 | DELL OPTIPLEX 790 | 6T9P65J | 21 | BSBNB063 | Latitude | E5430 | F748YW1 | B-Storage | Obsolete | 21 | BSBCB027 | Lenovo 300e 2nd Gen | Chrome Books | P207KLYM | Server room | Obsolete
23 | BSBDT306 | DELL OPTIPLEX 790 | 6Y9P65J | 22 | BSBNB123 | Latitude | E5450 | G3BRP32 | B-Storage | Battery Hard to find - to be Decommisioned if no parts | 22 | BSBCB003 | Lenovo 300e 2nd Gen |  | P207KLZ2 | Server room | Obsolete
24 | BSBDT307 | DELL OPTIPLEX 790 | 4W9P65J | 23 | BSBNB132 | Lenovo | Lenovo | JVHFC1 | B-Storage | Obsolete | 23 | BSBCB010 | Lenovo 300e 2nd Gen |  | P207KLYL | Server room | Obsolete
25 | BSBDT309 | DELL OPTIPLEX 790 | DS9OP65J | 24 | BSBNB126 | Latitude | E5450 | HQYQP32 | B-Storage | Obsolete | 24 | BSBCB022 | Lenovo 300e 2nd Gen |  | P207KLZ8 | Server room | Obsolete
26 | BSBDT356 | DELL OPTIPLEX 790 | 1F6HG5J | 25 | BSBNB124 | Latitude | E5450 | 594RP32 | B-Storage | Faulty Frame Non -Available in the market - to be Decomissioned-if no parts | 25 | BSBCB026 | Lenovo 300e 2nd Gen |  | P207KLZ7 | Server room | Obsolete
27 | BSBDT258 | DELL OPTIPLEX 790 | 2V4C45J | 26 | BSBNB158 | LENOVO | LENOVO | MP1EF9Z1 | B-Storage | Obsolete | 26 | BSBCB009 | Lenovo 300e 2nd Gen |  | P207KLZ9 | Server room | Obsolete
28 | BSBDT262 | DELL OPTIPLEX 790 | 4V9P65J | 27 | BSBNB105 | Latitude | E5450 | CX6QP32 | B-Storage | Obsolete | 27 | BSBCB017 | Lenovo 300e 2nd Gen |  | P207KLYY | Server room | Obsolete
29 | BSBDT315 | DELL OPTIPLEX 790 | 9T4C45J | 28 | BSBNB065 | Latitude | E5430 | 8FY3BW1 | B-Storage | Obsolete
30 | BSBDT228 | DELL OPTIPLEX 790 | DYT555J | 29 | BSBNB067 | Latitude | E5430 | CSY3BW1 | B-Storage | Faulty Board
31 | BSBDT297 | DELL OPTIPLEX 790 | 1V9P65J | 30 | BSBNB427 | Asus | Expertbook |  | B-Storage | Continous Blue Screen - On checkng/too old To be Decomissioned
32 | BSBDT289 | DELL OPTIPLEX 790 | 7MVW75J | 31 | BSBNB157 | Surface 2 | Microsoft Surface 2 |  | B-Storage | Obsolete
33 | BSBDT244 | DELL OPTIPLEX 790 | 8R9P65J | 32 | BSBNB013 | Latitude | E6410 | 613G0M1 | B-Storage | Obsolete
34 | BSBDT249 | DELL OPTIPLEX 790 |  | 33 | BSBNB016 | Latitude | E5500 | 2PNJM4J | B-Storage | Obsolete
35 | BSBDT335 | DELL OPTIPLEX 790 | 1C6HG5J | 34 | BSBNB117 | Latitude | E5450 | 4F7SP32 | B-Storage | Obsolete
36 | BSBDT303 | DELL OPTIPLEX 790 | FV9P65J | 35 | BSBNB120 | Latitude | E5450 | 9MZVP32 | B-Storage | Obsolete
37 | BSBDT304 | DELL OPTIPLEX 790 | 4R9P65J | 36 | BSBNB121 | Latitude | E5450 | 5Z9RP32 | B-Storage | Obsolete
38 | BSBDT246 | DELL OPTIPLEX 790 | 3R9P65J | 37 | BSBNB116 | Latitude | E5450 | 5QYQP32 | B-Storage | Obsolete
39 | BSBDT328 | DELL OPTIPLEX 790 | D5Z6G5J | 38 | BSBNB011 | Inspiron N5040 | Inspiron N5040 | G49LHP1 | B-Storage | Obsolete
40 | BSBDT273 | DELL OPTIPLEX 790 | 5Y9P65J | 39 | BSBNB054 | Latitude | E5450 | 7Y38YW1 | B-Storage | Obsolete
41 | BSBDT402 | Optiplex 790 | DFSNV43 | 40 | BSBNB050 | Latitude | E5430 | 6CY8YW1 | B-Storage | Obsolete
42 | BSBDT237 | Optiplex 790 | 9D6HG5J | 41 | BSBNB068 | Latitude | E5430 | G8Z3BW1 | B-Storage | Obsolete
43 | BSBDT212 | Optiplex790 | 9JVW75J | 42 | BSBNB078 | Inspiron 15 | Inspiron 15-3521 | 9LDDQX1 | B-Storage | Obsolete
44 | BSBDT275 | Optiplex790 | JX9P65J | 43 | BSBNB075 | Inspiron 15 | Inspiron 15-3521 | 4CW9QX1 | B-Storage | Obsolete
45 | BSBDT240 | 790 | 2s9p65j | 44 | BSBNB073 | Inspiron 15 | Inspiron 15-3521 | 95BCQX1 | B-Storage | Obsolete
46 | BSBDT230 | 790 | 82V555J | 45 | BSBNB077 | Inspiron 15 | Inspiron 15-3521 | 5B09QX1 | B-Storage | Obsolete
47 | BSBDT247 | 790 | 1x9p65j | 46 | BSBNB079 | Inspiron 15 | Inspiron 15-3521 | DRNCQX1 | B-Storage | Obsolete
48 | BSBDT248 | 790 |  | 47 | BSBNB074 | Inspiron 15 | Inspiron 15-3521 | 9L8BQX1 | B-Storage | Obsolete
49 | BSBDT265 | 790 | 8T9P65J | 48 | BSBNB072 | Inspiron 15 | Inspiron 15-3521 | 9TW9QX1 | B-Storage | Obsolete
50 | BSBDT288 | 790 | 8zt555j | 49 | BSBNB021 | Dell | E6410 | 533G0M1 | Server Room | Obsolete
51 | BSBDT338 | 790 | 2DSBDD2 | 50 | BSBNB104 | Dell | E5450 | FHYQP32 | B-Storage | Obsolete
52 | BSBDT | 790 | 6V9P65J | 51 | BSBNB122 | Dell | E5450 | CMHRP32 | B-Storage | Obsolete
53 | BSBDT321 | 790 | 2F7GDD2 | 52 | BSBNB408 | Lenovo | L13- R205R | PW-01F3AN | B-Storage | Motherboard Faulty
54 | BSBDT320 | 790 | 2KNV35J | 53 | BSBNB234 | Lenovo | L13- R205R | R90z8ERC | B-Storage | Motherboard Faulty
55 | BSBDT223 | 790 | JGVW75J | 54 | BSBNB175 | Lenovo | L13- R205R | r90z8eRl | B-Storage | Motherboard Faulty
56 | BSBDT224 | 790 | D0v555j | 55 | BSBNB195 | Lenovo | L13- R205R | R90z8EQa | B-Storage | Motherboard Faulty
57 | BSBDT269 | 790 |  | 56 | BSBNB191 | Lenovo | L13- R205R | r90z8eSw | B-Storage | Motherboard Faulty
58 | BSBDT264 | 790 | 7T4C45J | 57 | BSBNB211 | Lenovo | L13- R205R | r90Z8EQF | B-Storage | Motherboard Faulty
59 | BSBDT330 | Optiplex 790 | J5Z6G5J | 58 | BSBNB209 | Lenovo | L13- R205R | r90z8Er7 | B-Storage | Motherboard Faulty - Audio Ports/Ports faulty
60 | BSBDT329 | Optiplex 790 | 95Z6G5J | 59 | BSBNB360 | Lenovo | L13- R205R | PW-03TFTL | B-Storage | Motherboard Faulty
61 | BSBDT271 | Optiplex 790 | HLVW75J | 60 | BSBNB197 | Lenovo | L13- R205R | R90Z8eTw | B-Storage | Motherboard Faulty
62 | BSBDT32 | Optiplex 790 | 4ZT555J | 61 | BSBNB111 | Dell | E5450 | G8Z3BW1 | B-Storage | Obsolete
63 | BSBDT256 | Optiplex 790 | 4V4C45J
64 | BSBDT270 | Optiplex 790
65 | BSBDT215 | Optiplex 790 | 10V555J
66 | BSBDT220 | 790 | C2V555J
67 | BSBDT425 | 790 | 266nv42
68 | BSBDT405 | 790 | fzlpv42
69 | BSBDT407 | 790 | bcpgv42
70 | BSBDT251 | 790 | 6S9P65J
71 | BSBDT231 | 790 | D1V555J
72 | BSBDT259 | DELL OPTIPLEX 790 | DX9P65J
73 | BSBDT242 | DELL OPTIPLEX 790 | GW9P65J
74 | BSBDT296 | DELL OPTIPLEX 790 | FGVW75J
75 | BSBDT316 | 790 | 21v555j
76 | BSBDT216 | 790 | 13v555j
77 | BSBDT279 | Optiplex 790 | GGNV35J
78 | BSBDT370 | Optiplex 9020 | JJ5GQ12
79 | BSBDT371 | Optiplex 9020 | 3L5GQ12
80 | BSBDT359 | Optiplex 7010 | 3VSS02
81 | BSBDT361 | Optiplex 7010 | CK5GQ12
82 | BSBDT363 | Optiplex 7010 | 8TSSS02
83 | BSBDT368 | Optiplex 7010 | 4VSSS02
84 | BSBDT375 | Optiplex 7010 | FK5GQ12
85 | BSBDT378 | Optiplex 7010 | BJ5GQ12
86 | BSBDT358 | Optiplex 7010 | DVSSSQ2
87 | BSBDT362 | Optiplex 7010 | 7K5GQ12
88 | BSBDT366 | Optiplex 7010 | 8K5GQ12
89 | BSBDT367 | Optiplex 7010 | 5L5GQ12
90 | BSBDT369 | Optiplex 7010 | 8VSSS02
91 | BSBDT372 | Optiplex 7010 | CWHW75J
92 | BSBDT373 | Optiplex 7010 | 1VSSS02
93 | BSBDT377 | Optiplex 7010 | JK5GQ12
94 | BSBDT381 | Optiplex 7010 | 8L5GQ12
95 | BSBDT410 | DELL OPTIPLEX 7020 | BB6GV42
96 | BSBDT420 | Optiplex 9020 | 31Z7C72
97 | BSBDT351 | DELL OPTIPLEX 7010 | J96HG5J
98 | BSBDT355 | DELL OPTIPLEX 7010 | 7V9P65J
99 | BSBDT417 | DELL OPTIPLEX 9020 | 31Y9C72
100 | BSBDT610 | DELL OPTIPLEX 9020 | GXKLV02
101 | BSBDT334 | DELL OPTIPLEX 7010 | 8C6HG5J
102 | BSBDT348 | DELL OPTIPLEX 7010 | BD6HG5J
103 | BSBDT349 | DELL OPTIPLEX 7010 | 4C6HG5J
104 | BSBDT414 | DELL OPTIPLEX 9020 | 31WDC72
105 | BSBDT609 | DELL OPTIPLEX 9020 | GRKLV02
106 | BSBDT418 | DELL OPTIPLEX 9020 | 31T9C72
107 | BSBDT333 | DELL OPTIPLEX 7010 | 7D6HG5J
108 | BSBDT345 | DELL OPTIPLEX 7010 | 9B6HG5J
109 | BSBDT390 | DELL OPTIPLEX 9020 | DVKLV02
110 | BSBDT350 | Optiplex 7010 | 9C6HG5J
111 | BSBDT424 | 9020 | 31W8C72
112 | BSBDT543 | 9020 | 31VDC72
113 | BSBDT382 | 9020 | 641nt02
114 | BSBDT529 | 9020 | 9w9p65j
115 | BSBDT386 | Optiplex 9020 | 6QKLV02
116 | BSBDT421 | Optiplex 9020 | 31V8C72
117 | BSBDT337 | Optiplex 7010 | 6B6HG5J
118 | BSBDT164 | Optiplex 7010
119 | BSBDT151 | Optiplex 7010 | 6GFP5J
120 | BSBDT409 | Optiplex 7020 | 23CNV42
121 | BSBDT408 | Optiplex 7020 | GNKKV42
122 | BSBDT423 | DELL OPTIPLEX 9020 | 31W5C72
123 | BSBDT541 | DELL OPTIPLEX 7040 | 2F9BDD2
124 | BSBDT558 | DELL OPTIPLEX 7040 | JDKNYJ2
125 | BSBDT565 | DELL OPTIPLEX 7040 | JDFKYJ2
126 | BSBDT478 | Optiplex 7040 | 2F9FDD2
127 | BSBDT479 | Optiplex 7040 | 2FIJDD2
128 | BSBDT459 | Optiplex 7040 | 2F5GDD2
129 | BSBDT475 | Optiplex 7040 | 2DYBDD2
130 | BSBDT481 | Optiplex 7040 | 2DRFDD2
131 | BSBDT483 | Optiplex 7040 | 2DCFDD2
132 | BSBDT484 | Optiplex 7040 | 2DCBDD2
133 | BSBDT485 | Optiplex 7040 | 2DX8DD2
134 | BSBDT486 | Optiplex 7040 | 2DGCDD2
135 | BSBDT487 | Optiplex 7040 | 2F8GDD2
136 | BSBDT488 | Optiplex 7040 | 2DDFDD2
137 | BSBDT489 | Optiplex 7040 | 2DMBDD2
138 | BSBDT490 | Optiplex 7040 | 2DWFDD2
139 | BSBDT466 | Optiplex 7040
140 | BSBDT493 | Optiplex 7040 | 2DDHDD2
141 | BSBDT449 | Optiplex 7040
142 | BSBDT495 | Optiplex 7040 | 2DNBDD2
143 | BSBDT461 | Optiplex 7040 | 2F8CDD2
144 | BSBDT494 | Optiplex 7040 | 2DXFDD2
145 | BSBDT499 | Optiplex 7040 | 2DQDDD2
146 | BSBDT500 | Optiplex 7040 | 2DY7DD2
147 | BSBDT501 | Optiplex 7040 | 2F39DD2
148 | BSBDT502 | Optiplex 7040 | 2DNFDD2
149 | BSBDT503 | Optiplex 7040 | 2DP7DD2
150 | BSBDT505 | Optiplex 7040 | 2DZGDD2
151 | BSBDT506 | Optiplex 7040 | 2F0DD2
152 | BSBDT507 | Optiplex 7040 | 2DLBDD2
153 | BSBDT508 | Optiplex 7040 | 2DLFDD2
154 | BSBDT509 | Optiplex 7040 | 2DQ9DD2
155 | BSBDT510 | Optiplex 7040 | 2F2HDD2
156 | BSBDT511 | Optiplex 7040 | 2F29DD2
157 | BSBDT512 | Optiplex 7040 | 2F4CDD2
158 | BSBDT513 | Optiplex 7040 | 2DB7DD2
159 | BSBDT514 | Optiplex 7040 | 2DQHDD2
160 | BSBDT515 | Optiplex 7040 | 2DJDDD2
161 | BSBDT517 | Optiplex 7040 | 2DFHDD2
162 | BSBDT518 | Optiplex 7040 | 2DP9DD2
163 | BSBDT519 | Optiplex 7040 | 2DKFDD2
164 | BSBDT520 | Optiplex 7040 | 2DZCDD2
165 | BSBDT521 | Optiplex 7040 | 2F8HDD2
166 | BSBDT522 | Optiplex 7040 | 2F78DD2
167 | BSBDT523 | Optiplex 7040 | 2DYFDD2
168 | BSBDT524 | Optiplex 7040
169 | BSBDT525 | Optiplex 7040
170 | BSBDT527 | Optiplex 7040 | 2DDBDD2
171 | BSBDT561 | Optiplex 7040 | JDJQYJ2
172 | BSBDT458 | Optiplex 7040 | 2DCCD02
173 | BSBDT533 | Optiplex 7040 | 2DD9DD2
174 | BSBDT536 | Optiplex 7040 | 2DZ7DD2
175 | BSBDT534 | Optiplex 7040 | 2F48DD2
176 | BSBDT535 | Optiplex 7040 | 2DTFDD2
177 | BSBDT454 | 7040
178 | BSBDT532 | 7040 | 2DHCDD2
179 | BSBDT531 | 7040 | 2DK7DD2
180 | BSBDT443 | Optiplex 7040 | 1T3CDD2
181 | BSBDT463 | DELL OPTIPLEX 7040 | 5X9P65J
182 | BSBDT547 | DELL OPTIPLEX 7040 | JDDQYJ2
183 | BSBDT498 | Optiplex 7040 | 2FB8DD2
184 | BSBDT491 | Optiplex 7040 | 2DCCDD2
185 | BSBDT504 | Optiplex 7040
186 | BSBDT552 | Optiplex 7040 | 2F58DD2
187 | BSBDT553 | Optiplex 7040 | JDFSYYJ2
188 | BSBDT496 | Optiplex 7040 | 2F88DD2
189 | BSBDT492 | Optiplex 7040 | 2DYCDD2
190 | BSBDT438 | 7040 | 1sycdd2
191 | BSBDT439 | 7040 | 1sz7dd2
192 | BSBDT440 | 7040 | 1T49DD2
193 | BSBDT442 | 7040 | 1T3FDD2
194 | BSBDT441 | 7040 | 1T2BDD2
195 | BSBDT456 | 7040 | 2DJ9D02
196 | BSBDT444 | 7040 | 1t3hdd2
197 | BSBDT445 | 7040 | 1sxddd2
198 | BSBDT448 | 7040 | 1t4gdd2
199 | BSBDT429 | 7040 | 1t2jdd2
200 | BSBDT430 | 7040 | 1t3bdd2
201 | BSBDT431 | 7040 | 1sz9dd2
202 | BSBDT433 | 7040 | 1t4jdd2
203 | BSBDT435 | 7040 | 1t4ddd2
204 | BSBDT436 | 7040 | 1t5bdd2
205 | BSBDT437 | 7040 | 1szddd2
206 | BSBDT455 | 7040 | 2DS7D02
207 | BSBDT450 | 7040 | 1t3jdd2
208 | BSBDT451 | 7040 | 1t1hdd2
209 | BSBDT452 | 7040 | 1szgdd2
210 | BSBDT551 | 7040 | JDHRYJ2
211 | BSBDT434 | 7040 | 1SY7SDD2
212 | BSBDT464 | DELL OPTIPLEX 7040 | 2F4GDD2
213 | BSBDT516 | 7040 | GM04LPBX
214 | BSBDT | 760 | 9MHQMBX
215 | BSBDT | 760 | 7MHQMBX

## Laptops
| BSB Laptops | 79 | New Laptop | 0 | Available Tag | BSBNB641
| Total Count | 79
CN | Asset Tag | Model | Model No. | Category | Manufacturer | Serial | Default Location | Checked Out | Location
2 | BSBNB131 | ThinkPad | ThinkPad T470s | Laptop | Lenovo | PC-0M0AVJ | Infant Librarian | Eman Isa | Admin
3 | BSBNB018 | Latitude | Latitude E6400 | Laptop | Dell | H3GCM4J | PA.Office |  | Admin
5 | BSBNB133 | Latiude | Latiude 3580 | Laptop | Dell | 7MY4VJ2 | Maintenance Office | Izhar Shah | Admin
6 | BSBNB134 | Latiude | Latiude 3580 | Laptop | Dell | 8MY4Vj2 | IT Office - To be check if usable | B-Storage | Admin
7 | BSBNB159 | Surface Pro 6 | 1796 | Laptop | Microsoft | 28295291653 | IT |  | Admin
8 | BSBNB161 | T490 | T490 | Laptop | Lenovo | PF-1LL4C | Exam reserve | B- Storage | Admin
9 | BSBNB007 | Macbook | MacBook Pro 2012 | Laptop | Apple | C02HK1EEDV35 | IT | Latifa E. | Admin
10 | BSBNB163 | Legion T530 | Legion T530 | Laptop | Lenovo | PF1HSS0Y | IT | B-Storage | Admin
11 | BSBNB135 | ThinkPad | ThinkPad E580 | Laptop | Lenovo | PF-17L9D8 | Exam reserve | B-Storage | Senior
12 | BSBNB136 | ThinkPad | ThinkPad E580 | Laptop | Lenovo | PF-17LBDC | Exam reserve | B-Storage | Senior
13 | BSBNB137 | ThinkPad | ThinkPad E580 | Laptop | Lenovo | PF-17L7NV | Exam reserve | B-Storage | Senior
14 | BSBNB138 | ThinkPad | ThinkPad E580 | Laptop | Lenovo | PF-17L99V | Exam reserve | B-Storage | Senior
15 | BSBNB139 | ThinkPad | ThinkPad E580 | Laptop | Lenovo | PF-17L7PA | Exam reserve | B-Storage | Senior
16 | BSBNB140 | ThinkPad | ThinkPad E580 | Laptop | Lenovo | PF-17L99F | Exam reserve | B-Storage | Senior
17 | BSBNB141 | ThinkPad | ThinkPad E580 | Laptop | Lenovo | PF-17L9B8 | Exam Store | Server Room | Senior
18 | BSBNB142 | ThinkPad | ThinkPad E580 | Laptop | Lenovo | PF-17BR17 | Exam reserve | B-Storage | Senior
19 | BSBNB144 | ThinkPad | ThinkPad E580 | Laptop | Lenovo | PF-17L9C9 | Exam reserve | B-Storage | Senior
20 | BSBNB145 | ThinkPad | ThinkPad E580 | Laptop | Lenovo | PF-17L9B2 | A16B | A16B- Scott McBirnie via Anthony Vargese - VMT | Senior
21 | BSBNB147 | ThinkPad | ThinkPad E580 | Laptop | Lenovo | PF-17L7NN | Exam Store |  | Senior
22 | BSBNB149 | ThinkPad | ThinkPad E580 | Laptop | Lenovo | PF-17L7MQ | Exam reserve
23 | BSBNB151 | ThinkPad | ThinkPad E580 | Laptop | Lenovo | PF-17LBBY | Exam reserve |  | Senior
24 | BSBNB152 | ThinkPad | ThinkPad E580 | Laptop | Lenovo | PF-1777ND | Exam reserve |  | Senior
25 | BSBNB153 | ThinkPad | ThinkPad E580 | Laptop | Lenovo | PF-17L9BX | Exam reserve |  | Senior
26 | BSBNB154 | ThinkPad | ThinkPad E580 | Laptop | Lenovo | PF-124MY6 | Maritess/Halima | Pool Office | Senior
27 | BSBNB155 | ThinkPad | ThinkPad E580 | Laptop | Lenovo | PF-12V0MN | Exam reserve | Senior School | Senior
28 | BSBNB156 | ThinkPad | ThinkPad E580 | Laptop | Lenovo | PF-17L7PP | Exam reserve | Exams | Senior
29 | BSBNB146 | ThinkPad | ThinkPad E580 | Laptop | Lenovo | PF-17L9AP | Exam reserve | B-Storage | Senior
31 | BSBNB162 | ThinkPad | T490 | Laptop | Lenovo | PF1FP1PZ | Admin | Julie Ann - head of infants | Admin
32 | BSBNB347 | YOGA | Thinkpad E15 Gen 2 | Laptop | Lenovo | PF3KVVG | Procurement Office | Khadija (Head of Procurement) | Admin
33 | BSBNB164 | ThinkPad | L390 | Laptop | Lenovo | R9-0X0W6C |  | AV Specialist | Admin
34 | BSBNB342 | Dell | XPS | Laptop | Dell | JKH79Y2 | Inspired | Rabih Saab | Inspired
35 | BSBNB341 | Dell | XPS | Laptop | Dell | 1V0XCB3
36 | BSBNB343 | YOGA | YOGA Slim Pro 7 14IHU5 | Laptop | Lenovo | PF2T6M62 / Product no. 82NC000UAX | IT - Spare | IT Spare
37 | BSBNB344 | Lenovo | Thinkpad E15 Gen 2 | Laptop | Lenovo | PF-359EGW | Finance | Robin Cherian | Admin
38 | BSBNB345 | Lenovo | Thinkpad E15 Gen 2 | Laptop | Lenovo | PF-359EGV | Finance | Anupama Tharangamala Alahakoon | Admin
40 | BSBNB397 | Lenovo | Thinkbook 15 G2 ITL | Laptop | Lenovo | MP26ACPL | Admissions | Admission Office | Admin
41 | BSBNB398 | Lenovo | Thinkbook 15 G2 ITL | Laptop | Lenovo | MP26AKTJ | Admissions | Layla Nemah | Admin
42 | BSBNB399 | Lenovo | Thinkbook 15 G2 ITL | Laptop | Lenovo | MP26AKTD | Admissions | Admission Office -Shereen (Parent Relations) | Admin
43 | BSBNB400 | Lenovo | Thinkbook 15 G2 ITL | Laptop | Lenovo | MP25XA2K | Elements | Ali Aladraj | Admin
44 | BSBNB401 | Lenovo | Thinkbook 15 G2 ITL | Laptop | Lenovo | MP25X3DN | Admissions | Admission Office | Admin
45 | BSBNB402 | Lenovo | Thinkbook 15 G2 ITL | Laptop | Lenovo | MP1YAPMJ | Admissions | Admission Office | Admin
46 | BSBNB403 | Lenovo | Thinkbook 15 G2 ITL | Laptop | Lenovo | MP26ACV9 | Admissions | Admission Office | Admin
47 | BSBNB404 | Lenovo | Thinkbook 15 G2 ITL | Laptop | Lenovo | MP26X3E6 | Admissions | Amy Branson | Admin
48 | BSBNB405 | Lenovo | Thinkbook 15 G2 ITL | Laptop | Lenovo | MP1Y7GPX | Admissions | Admission Office | Admin
49 | BSBNB406 | Lenovo | Thinkbook 15 G2 ITL | Laptop | Lenovo | MP26ACTZ | Admissions | Celine Samara | Admin
50 | BSBNB407 | Lenovo | Thinkbook 15 G2 ITL | Laptop | Lenovo | MP25XC36 | Admissions | Admission Office | Admin
51 | BSBNB393 | Macbook | Macbook Pro M1 Pro | Laptop | Apple | YR240VW20D | Inspired | Andrew Aziz | Inspired
52 | BSBNB409 | Macbook | Macbook Pro M2 | Laptop | Apple | N2CXG39WRG | Inspired | Rabih Saab
53 | BSBNB450 | Lenovo | Lenovo 13620H | Laptop | Lenovo | MP2KYQVA | IT | GMP laptop | Admin
54 | BSBNB451 | HP | Zbook Firefly G10 14" | Laptop | HP | 5CG3282NK6 | Regional Head of IT | Syed Ali Abubackker | IT
55 | BSBNB452 | HP | Zbook Firefly G10 14" | Laptop | HP | 5CG3282NLV | Inspired | Clotilde | Received in HQ - Global IT Head is the contact point
56 | BSBNB296 | Lenovo | Lenovo L13 Yoga-i7 | Laptop | Lenovo | r90z80tY
57 | BSBNB454 | HP | Elitebook 840 G10 | Laptop | HP | 5CG35019DY | IT | Mridula Vijayan | Admin
58 | BSBNB455 | Microsoft | Surface Pro9 | Laptop | Microsoft | 0F3C3J424113BF | Head of School | Liz Stanley | Admin
59 | BSBNB483 | HP | Z Book FIREFLY G10 1 | Laptop | HP | 5CG3282NLY | Inspired | Mahmoud Helmy Nasr Ali Ali Ahmed - Regional Head of Projects - MENA | Admin
60 | BSBNB511 | HP | Elitebook 840 G10 | Laptop | HP | 5CG4153YQ2 | IT | Ismail Shamoun | Admin
61 |  | Lenovo | Thinkpad Yoga | Laptop | Lenovo | PW-04YFLW | Inspired | Regional HR Manager - Mohamed Youssef | Inspired
62 | BSBNB532 | HP | Elitebook 840 G10 | Laptop | HP | 5CG4153YP5 | IT | Abdul Salim | Admin
63 | BSBNB526 | Apple | Macbook Pro M4 24GB 1TB | Laptop | Apple | H4F4DJDV7N | Inspired | Rabih Saab | Inspired
64 | BSBNB527 | Lenovo | Lenovo L13 YOGA GEN 5 i7 | Laptop | Lenovo | PW-0DLODV | Head of HR - Middle east | Cheryl Castil | Admn
65 | BSBNB563 | Lenovo X1 | Lenovo L13 X1 | Laptop | Lenovo | PF-5LNZXR | Regional Head of Business Developmet | Kristina Estero | Admin
66 | BSBNB148 | Dell | E580 | Laptop | Lenovo |  | Exam reserve | B-storage | Admn
67 | BSBNB624 | HP | HP Probook 4 Gli 14 | Laptop | HP | 5CDC308565 | Procurement | Ali Khadem | Admin
68 | BSBNB625 | HP | HP Probook 4 Gli 14 | Laptop | HP | 5CDC308560 | HR Visa Officer | Ahmed Alzaimoor | Admn
69 | BSBNB626 | HP | HP Probook 4 Gli 14 | Laptop | HP | 5CDC30857D | HR Assistant | Zainab Alwazeer | Admin
70 | BSBNB548 | Lenovo | Lenovo L13 YOGA GEN 5 i7 | Laptop | Lenovo | SPW0KFV45 | Regional Head of Operations | Mamdouh Nouri | Admin
71 | BSBNB627 | HP | HP Probook 4 Gli 14 | Laptop | HP | 5CD5308555 | PA to Senior School | Karen Tennant | Admin
72 | BSBNB628 | HP | HP Probook 4 Gli 14 | Laptop | HP | 5CD530856V | PA to Junior School | Jo Piper | Admin
73 | BSBNB629 | HP | HP Probook 4 Gli 14 | Laptop | HP | 5CD530856R | Razan Mahmoud | PA to Head of School | Admin
74 | BSBNB630 | HP | HP Probook 4 Gli 14 | Laptop | HP | 5CD5308563 | Pa to Infants School | Maha Alroaibi | Admin
75 | BSBNB631 | Apple | Macbook Air M4 (24GB 512) | Laptop | Apple | J24Y62KXLV | Iain Colledge | Regional CEO - MENA | Inspired
76 | BSBNB632 | HP | HP Probook 4 Gli 14 | Laptop | HP | 5CD530855W | SharalaMary |  | Admin
77 | BSBNB633 | HP | HP Probook 4 Gli 14 | Laptop | HP | 5CD5308579 | Anju Matthew |  | Admin
78 | BSBNB634 | HP | HP Probook 4 Gli 14 | Laptop | HP | 5CD5308568 | Eman Abdulameer |  | Admin
79 | BSBNB635 | HP | HP Probook 4 Gli 14 | Laptop | HP | 5CD5308574 | IT Storeage |  | Strorage
80 | BSBNB636 | HP | HP Probook 4 Gli 14 | Laptop | HP | 5CD530857C | Abdul Salim
81 | BSBNB637 | Lenovo | Lenovo Carbon X1 Gen 13 | Laptop | Lenovo | PF608XDB | Shahan Khalid | Regional CFO | Inspired
82 | BSBNB638 | Lenovo | Lenovo Carbon X1 Gen 10 | Laptop | Lenovo | PF58QAE0 |  |  |  | Shahan's old laptop
83 | BSBNB640 | HP | HP Z book 8 G11 | Laptop | HP | 5CG61334Y8 |  | Ramy Nageh | Admin

## New Laptop for teachers
r | [6 empty] | Notes
| BSB Laptops |  | Available Tag | BSBNB641 |  |  | Laptop of Debbie Venter has some damage from previous owner.
| Junior School | [5 empty] | Charlotte Blackwell's laptop have not yet returned.
| Senior School |  |  |  | To Decommission |  | BSBNB297 no pen
| Infant School |  |  |  | Staff Damaged not paid |  | Kashif Sattar - BSBNB294 - Teacher left did not returned the laptop
| SLT STAFF |  |  |  | Resigned staff under investigation |  | BSBNB218 - No pen (Lost from Elizabeth Egan) - need to Pay
| Total | 0 |  |  | Staff signed behalf of student
New Laptop for Junior Staff | [7 empty] | New Laptop for Senior Staff | [7 empty] | New Laptop for Infants and other staff(New L13 and Asus ) | [7 empty] | i7 Laptops
CN | Name | Position | School/Department | Assigned Device | Serial Number | Model | Remarks | CN | Name | Position | School/Department | Assigned Device | Serial Number | Model | Remarks | CN | Name | Position | School/Department | Assigned Device | Serial Number | Model | Remarks | CN | Name | Position | School/Department | Assigned Device | Serial Number | Model | Remarks
1 | Jaistha Cherian | Science Technician | Seniors | BSBNB165 | r90Z8er2 | Lenovo L13 Yoga-i5 |  | 51 | Muna Khudair | Teacher Assistant - Arabic | Seniors | BSBNB219 | R90z8EtN | Lenovo L13 Yoga-i5 | Abdul Askar did not return the Pen | 131 | Sara Kerr |  | Infants | BSBNB348 | PW-03TFSR | Lenovo L13 - Yoga 21B6-515R00 |  | 263 | Nasreen Alsaffar | Deputy HR - Mena | Admin | BSBNB296 | r90z80tY | Lenovo L13 Yoga-i7
2 | Decommission |  |  | BSBNB167 | r90z8es2 | Lenovo L13 Yoga-i5 | On checking, Laptop Dies,to Be Decom | 52 | Zainab Alhalwachi | Teacher Assistant | Juniors | BSBNB220 | r90z8Erm | Lenovo L13 Yoga-i5 |  | 132 | Dania Saffaf |  | Infants | BSBNB349 | PW-03TFSY | Lenovo L13 - Yoga 21B6-515R00 |  | 264 | Christina Rowan | Teacher of English | Seniors | BSBNB302 | R90z80tP | Lenovo L13 Yoga-i7
3 | Alexander Edward Pearson | Teacher of KS2 | Juniors | BSBNB168 | R90z8eR8 | Lenovo L13 Yoga-i5 |  | 53 | Adam Steven Guzy | Teacher of Science | Seniors | BSBNB221 | r90Z8EQ5 | Lenovo L13 Yoga-i5 |  | 133 | Mark Davies |  | Infants | BSBNB350 | PW-03TFV0 | Lenovo L13 - Yoga 21B6-515R00 |  | 265 | Stacey Louise Clarke | Deputy Head-Infants | Infants | BSBNB312 | R90z80tv | Lenovo L13 Yoga-i7
4 | Brendan Worrall | Teacher of Business | Seniors | BSBNB170 | r90Z8esl | Lenovo L13 Yoga-i5 |  | 54 | Andrea Nicole Davis | Director of University Counselling and Careers | Seniors | BSBNB222 | R90Z8ESD | Lenovo L13 Yoga-i5 |  | 134 | Victoria Ingham |  | Infants | BSBNB351 | PW-03TFSW | Lenovo L13 - Yoga 21B6-515R00 |  | 266 | Robert Graham Howe | Head of Junior School | Juniors | BSBNB303 | r90Z80tm | Lenovo L13 Yoga-i7
5 | Anne Hall | Teacher of KS2 | Juniors | BSBNB292 | r90Z8Erd | Lenovo L13 Yoga-i5 |  | 55 | Emma Burns | Teacher of English | Seniors | BSBNB297 | r90Z80TW | Lenovo L13 Yoga-i7 |  | 135 | Anna Guzy |  | Infants | BSBNB352 | PW-03TFTH | Lenovo L13 - Yoga 21B6-515R00 |  | 267 | Lee Connor | Deputy Head | Juniors | BSBNB304 | R90Z80V1 | Lenovo L13 Yoga-i7
6 | Jacques Venter | Senior Librarian | Juniors | BSBNB172 | r90Z8ES1 | Lenovo L13 Yoga-i5 |  | 56 | Ali Hesham | Junior Librian | Seniors | BSBNB223 | R90Z8EqP | Lenovo L13 Yoga-i5 |  | 136 | Nuala Burns |  | Infants | BSBNB353 | PW-03TFST | Lenovo L13 - Yoga 21B6-515R00 |  | 268 | Sarah Elizabeth Arouche | Deputy Head | Juniors | BSBNB305 | R90z80V3 | Lenovo L13 Yoga-i7
7 | IT TV | IT Department | Admin | BSBNB173 | R90Z8EQG | Lenovo L13 Yoga-i5 |  | 57 | George Atkins | Teacher of Humanities | Seniors | BSBNB224 | r90Z8eS3 | Lenovo L13 Yoga-i5 |  | 137 | Sara Downs |  | Infants | BSBNB354 | PW03TFSZ | Lenovo L13 - Yoga 21B6-515R00 |  | 269 | Decommision |  | Juniors | BSBNB177 |  | Lenovo L13 Yoga-i7
8 | Charlotte Adelina Navarro Valenzuela | Teacher of French & Head of French | Juniors | BSBNB174 | R90Z8ESS | Lenovo L13 Yoga-i5 | Taken | 58 | David Sean Davis | Teacher of Science | Seniors | BSBNB200 | R90Z8eQs | Lenovo L13 Yoga-i5 |  | 138 | Katy Elizabeth Phillipson | Teacher of KS2 | Juniors | BSBNB355 | PW-03TFTB | Lenovo L13 - Yoga 21B6-515R00 |  | 270 | Sue Coppards | Senco Head | Seniors | BSBNB307 | R90z80tz | Lenovo L13 Yoga-i7
9 | Charlotte Rebecca Blackwell | Teacher of PE | Juniors | BSBNB176 | r90z8esQ | Lenovo L13 Yoga-i5 | Left and took the laptop to UK | 59 | Amanda Fortescue | Teacher of Science & Head of Chemistry | Seniors | BSBNB226 | r90z8Etx | Lenovo L13 Yoga-i5 |  | 139 | Suzanne Fearon |  | Infants | BSBNB356 | PW-03TFTK | Lenovo L13 - Yoga 21B6-515R00 |  | 271 | Kenneth Winstanley | Teacher of MFL and Deputy Head Academia | Seniors | BSBNB308 | r90z80v4 | Lenovo L13 Yoga-i7
10 | Varsha Stephan | Senco LSA | Seniors | BSBNB171 | r90Z8etg | Lenovo L13 Yoga-i5 |  | 60 | Amjad Abed Alfattah Mohammad Alqwasmi | Teacher of Islamic Studies | Seniors | BSBNB227 | r90z8eTL | Lenovo L13 Yoga-i5 |  | 140 | Santosh Devries |  | Infants | BSBNB357 | PW-03TFTJ | Lenovo L13 - Yoga 21B6-515R00 |  | 272 | Lucy Victoria Jones | Deputy Head, Middle School | Seniors | BSBNB310 | R90Z80v5 | Lenovo L13 Yoga-i7
11 | B-Stoarge | B-Stoarge |  | BSBNB178 | r90z8et0 | Lenovo L13 Yoga-i5 |  | 61 | Andrew David Rogers | Teacher of Music | Seniors | BSBNB228 | r90z8eSn | Lenovo L13 Yoga-i5 |  | 141 | Emma Hall |  | Infants | BSBNB358 | PW-03TFT9 | Lenovo L13 - Yoga 21B6-515R00 |  | 273 | Benjamin Hall - Temp Laptop |  | Juniors | BSBNB166 | r90Z8eQl | Lenovo L13 Yoga-i7
12 |  | B-Storage | IT Office | BSBNB179 | r90z8ERv | Lenovo L13 Yoga-i5 |  | 62 | Scott Mcbirnie - Music Team | Scott Mcbirnie - Music Team | Seniors | BSBNB229 | r90z8Etr | Lenovo L13 Yoga-i5 |  | 142 | Ian Phillipson | Teacher of PE | Seniors | BSBNB359 | PW-03TFTN | Lenovo L13 - Yoga 21B6-515R00 |  | 274 | Rana AlShowaikh | Arabic Infants School | Infants | BSBNB169 | R90z80v | Lenovo L13 Yoga-i7
13 |  |  |  | BSBNB180 | r90z8ett | Lenovo L13 Yoga-i5 |  | 63 | Philip Downey | Teacher in Junior School - A02 | Juniors | BSBNB230 | r90z8EQx | Lenovo L13 Yoga-i5 |  | 143 | IT Spare |  | Admin | BSBNB361 | PW-03TFSP | Lenovo L13 - Yoga 21B6-515R00 |  | 275 | Rebecca Francisco | Account Department - Cashier | Admin | BSBNB300 | R90z80v6 | Lenovo L13 Yoga-i7 | Returned to HQ by Webster G and recieved to Bahrain in 2024 Nov 11
14 | Hussain Al Naqi | Senco LSA | Seniors | BSBNB181 | R90z8Eqz | Lenovo L13 Yoga-i5 |  | 64 | Shital Marijan | Food Technician | Seniors | BSBNB231 | r90z8esy | Lenovo L13 Yoga-i5 |  | 144 | Hana Abualrous |  | Infants | BSBNB362 | PW-03TFTF | Lenovo L13 - Yoga 21B6-515R00 |  | 276 | Maria Khan | Teacher of Science | Seniors | BSBNB346 | PW01KDC5 | Lenovo L13 Yoga-i7
15 |  |  | Juniors | BSBNB252 | r90z8er3 | Lenovo L13 Yoga-i5 |  | 65 | Zainab Ali | Teacher of Arabic | Seniors | BSBNB232 | R90z8eS7 | Lenovo L13 Yoga-i5 |  | 145 | Nicole Holt |  | Infants | BSBNB363 | PW-03TFT6 | Lenovo L13 - Yoga 21B6-515R00
16 | Fatema Al Nakkal | Teacher of Arabic & Islamic | Juniors | BSBNB183 | r90Z8Etc | Lenovo L13 Yoga-i5 |  | 66 | Tessa Bradwell | Teacher of Business & Economics and Head of Business & Economics | Seniors | BSBNB233 | R90z8ErR | Lenovo L13 Yoga-i5 |  | 146 | Thomas Morgan |  | Seniors | BSBNB364 | PW-03TFSV | Lenovo L13 - Yoga 21B6-515R00 |  | JUNIOR and SENIOR ICT LABS
17 | Zahra Khalaf | Supply/Science Lab | Seniors | BSBNB184 | r90z8etk | Lenovo L13 Yoga-i5 |  | 67 | Jeroum Broun | Head of Music and Teacher of Music | Seniors | BSBNB309 | R90z80TR | Lenovo L13 Yoga-i7 | Server room | 147 | Racha Ashkar |  | Infants | BSBNB365 | PW-03TFTX | Lenovo L13 - Yoga 21B6-515R00 |  | CN
18 | Muammal Laith | Teacher of Arabic | Seniors | BSBNB185 | r90z8eqe | Lenovo L13 Yoga-i5 |  | 68 | Christian Ball | Teacher of Computer Science & ICT | Seniors | BSBNB235 | r90z8eqm | Lenovo L13 Yoga-i5 |  | 148 | Kishen Parbat (Seniors) |  | Seniors | BSBNB366 | PW-03TFTW | Lenovo L13 - Yoga 21B6-515R00 |  | 1 | ICT Lab #1 | B36 | Seniors | BSBNB415 | N5NXNZ006410220 | Asustek ExpertBook B5402FE
19 | Aidan Doyle (HOY6 - TA used) |  | Juniors | BSBNB186 | r90Z8eT1 | Lenovo L13 Yoga-i5 |  | 69 | Louise Calveri | SENCO | Seniors | BSBNB237 | r90z8er9 | Lenovo L13 Yoga-i5 |  | 149 | Christine Downey (Deputy Senior School, Pastoral) |  | Seniors | BSBNB367 | PW-03TFTR | Lenovo L13 - Yoga 21B6-515R00 |  | 2 | ICT Lab #2 | B36 | Seniors | BSBNB416 | N5NXNZ006609222 | Asustek ExpertBook B5402FE
20 | Paghan Bonze | Teacher of Mathematics | Seniors | BSBNB187 | r90z8etj | Lenovo L13 Yoga-i5 |  | 70 | David Howie | Teacher of Math | Seniors | BSBNB238 | r90Z8ESb | Lenovo L13 Yoga-i5 |  | 150 | Jessica Gray |  | Infants | BSBNB368 | PW-03TFTT | Lenovo L13 - Yoga 21B6-515R00 |  | 3 | ICT Lab #3 | B36 | Seniors | BSBNB417 | N5NXNZ006638228 | Asustek ExpertBook B5402FE
21 | Katherine Pickering | Teacher of KS2 | Seniors | BSBNB286 | R90z8Etz | Lenovo L13 Yoga-i5 |  | 71 | Colin Kerr | Teacher of Science | Seniors | BSBNB236 | R90Z8ES5 | Lenovo L13 Yoga-i5 |  | 151 | Megan Smart |  | Infants | BSBNB369 | PW-03TFT7 | Lenovo L13 - Yoga 21B6-515R00 |  | 4 | ICT Lab #4 | B36 | Seniors | BSBNB418 | N5NXNZ006445227 | Asustek ExpertBook B5402FE
22 | Faulty - IT Store (next to B38) | Decomm | Juniors | BSBNB189 | R90z8ET2 | Lenovo L13 Yoga-i5 |  | 72 | Dane Esbach | Teacher of English | Seniors | BSBNB240 | r90z8etm | Lenovo L13 Yoga-i5 |  | 152 | Bethan Jones |  | Seniors | BSBNB370 | PW-03TFTV | Lenovo L13 - Yoga 21B6-515R00 |  | 5 | ICT Lab #5 | B36 | Seniors | BSBNB420 | N5NXNZ00642922C | Asustek ExpertBook B5402FE
23 | Noelle Djennadi | Teacher of KS2 | Juniors | BSBNB190 | r90z8eT6 | Lenovo L13 Yoga-i5 |  | 73 | Sara Alqassab | Teacher of Business and Economics | Seniors | BSBNB241 | r90z8etv | Lenovo L13 Yoga-i5 |  | 153 | Helen Clark (Seniors) |  | Seniors | BSBNB371 | PW-03TFT2 | Lenovo L13 - Yoga 21B6-515R00 |  | 6 | ICT Lab #6 | B36 | Seniors | BSBNB421 | N5NXNZ006425223 | Asustek ExpertBook B5402FE
24 | Laura Anne Rogers | Teacher of KS2 & English HOD Year 5 & 6 | Juniors | BSBNB192 | R90Z8ETf | Lenovo L13 Yoga-i5 |  | 74 | Emily Mackee | Teacher of Art | Seniors | BSBNB242 | r90z8eq8 | Lenovo L13 Yoga-i5 |  | 154 | Manar (Seniors) |  | Seniors | BSBNB372 | PW-03TFTA | Lenovo L13 - Yoga 21B6-515R00 |  | 7 | ICT Lab #7 | B36 | Seniors | BSBNB422 | N5NXNZ00655922D | Asustek ExpertBook B5402FE
25 | Laura Louise Sullivan | Teacher of KS2 | Juniors | BSBNB193 | r90z8EQH | Lenovo L13 Yoga-i5 | Overheat. Battery always low - On Checking, Normal | 75 | Firosa Mustak Yunus | Teacher of Math, GT & STEM Coordinator | Seniors | BSBNB243 | r90z8est | Lenovo L13 Yoga-i5 |  | 155 | Jennifer Heaton |  | Infants | BSBNB373 | PW-03TFTS | Lenovo L13 - Yoga 21B6-515R00 |  | 8 | ICT Lab #8 | B36 | Seniors | BSBNB423 | N5NXNZ006599225 | Asustek ExpertBook B5402FE
26 | Lisa Jayne Assali | Teacher of KS2, Humanities & RE HoD Year 5 & 6 | Juniors | BSBNB194 | r90Z8eRb | Lenovo L13 Yoga-i5 |  | 76 | James Petley | Teacher of Maths | Seniors | BSBNB244 | R90z8EsK | Lenovo L13 Yoga-i5 |  | 156 | Lorraine Vahey | Teacher of KS1 | Infant School | BSBNB374 | PW-03TFSX | Lenovo L13 - Yoga 21B6-515R00 |  | 9 | ICT Lab #9 | B36 | Seniors | BSBNB424 | N5NXNZ006440223 | Asustek ExpertBook B5402FE
27 | [5 empty] | Lenovo L13 Yoga-i7 |  | 77 | Tom Edward Mosi William Harvey | Teacher of Science | Seniors | BSBNB245 | r90Z8EsC | Lenovo L13 Yoga-i5 |  | 157 | James Philips (Seniors) |  | Seniors | BSBNB375 | PW-03TFTD | Lenovo L13 - Yoga 21B6-515R00 |  | 10 | ICT Lab #10 | B36 | Seniors | BSBNB425 | N5NXNZ006623222 | Asustek ExpertBook B5402FE
28 | Joeschel Castil | Senco LSA | Seniors | BSBNB196 | r90Z8eqJ | Lenovo L13 Yoga-i5 |  | 78 | Sachi Kitabatake | Teacher of Music | Seniors | BSBNB246 | r90z8EtY | Lenovo L13 Yoga-i5 |  | 158 | Christian Ihegboro (Seniors) |  | Seniors | BSBNB376 | PW-03TFSS | Lenovo L13 - Yoga 21B6-515R00 |  | 11 | ICT Lab #11 | B36 | Seniors | BSBNB428 | N5NXNZ00660722G | Asustek ExpertBook B5402FE
29 | Razia Welland | Teacher of Art & Art CL Years 3 & 4 | Juniors | BSBNB198 | r90Z8es6 | Lenovo L13 Yoga-i5 |  | 79 | Aidan Doyle - TA used | Alyaa Alasfoor | Juniors | BSBNB247 | r90z8Erz | Lenovo L13 Yoga-i5 |  | 159 | Nicki Stewart |  | Seniors | BSBNB377 | PW-03TFT1 | Lenovo L13 - Yoga 21B6-515R00 |  | 12 | ICT Lab #12 | B36 | Seniors | BSBNB430 | N5NXNZ00660122D | Asustek ExpertBook B5402FE
30 | Farla Ribbonaar | Director of Drama | Seniors | BSBNB275 | r90z8eTe | Lenovo L13 Yoga-i5 |  | 80 |  |  |  | BSBNB248 | R90z8EtB | Lenovo L13 Yoga-i5 |  | 160 | Gareth Pinches (Seniors) |  | Seniors | BSBNB378 | PW-03TFTC | Lenovo L13 - Yoga 21B6-515R00 |  | 13 | ICT Lab #13 | B36 | Seniors | BSBNB431 | N5NXNZ00659422G | Asustek ExpertBook B5402FE
31 | Lucy Ball | Teacher of Geography | Juniors | BSBNB201 | r90Z8eq4 | Lenovo L13 Yoga-i5 |  | 81 | Irene Wangechi Gitonga | Teacher of English | Seniors | BSBNB249 | r90Z8ERy | Lenovo L13 Yoga-i5 |  | 161 | Marlene George |  | Infants | BSBNB379 | PW-03TFTQ | Lenovo L13 - Yoga 21B6-515R00 |  | 14 | ICT Lab #14 | B36 | Seniors | BSBNB432 | N5NXNZ006583228 | Asustek ExpertBook B5402FE
32 | Hannah Winstanley | Teacher of KS2 | Seniors | BSBNB202 | r90Z8ErQ | Lenovo L13 Yoga-i5 |  | 82 | Samantha Moore (HOY4- TA used) |  | Juniors | BSBNB250 | r90z8erx | Lenovo L13 Yoga-i5 |  | 162 | Natasha Le Roux |  | Seniors | BSBNB380 | PW-03TFSQ | Lenovo L13 - Yoga 21B6-515R00 |  | 15 | ICT Lab #15 | B36 | Seniors | BSBNB435 | N5NXNZ00661422A | Asustek ExpertBook B5402FE | Intermittent Blue Screen- on Checking
33 | Geraldine Jellie | Teacher of KS2 | Juniors | BSBNB203 | R90z8eTH | Lenovo L13 Yoga-i5 |  | 83 | Stacey Clarke | EFYS Deputy Teacher | Seniors | BSBNB251 | r90z8Ers | Lenovo L13 Yoga-i5 |  | 163 | Laila Almoosawi |  | Infants | BSBNB381 | PW-03TFT0 | Lenovo L13 - Yoga 21B6-515R00 |  | 16 | ICT Lab #16 | B36 | Seniors | BSBNB436 | N5NXNZ006607220 | Asustek ExpertBook B5402FE
34 | Peter Michael Ort | Teacher of KS2 & Learning Enrichment Coordinator | Juniors | BSBNB204 | R90z8EQ7 | Lenovo L13 Yoga-i5 |  | 84 | Grace Gardner | Teacher of Maths | Seniors | BSBNB199 | r90Z8erk | Lenovo L13 Yoga-i5 |  | 164 | Siobhan Warner |  | Infants | BSBNB382 | PW-03TFTZ | Lenovo L13 - Yoga 21B6-515R00 |  | 17 | ICT Lab #17 | B36 | Seniors | BSBNB438 | N5NXNZ006580224 | Asustek ExpertBook B5402FE
35 | Qadreya Abbas Ebrahim Mohamed Saleh | Teacher of EAL & Arabic | Juniors | BSBNB205 | r90z8ET3 | Lenovo L13 Yoga-i5 |  | 85 | Julie Mary Emery (Sky) | Teacher of Math | Seniors | BSBNB254 | r90Z8EQC | Lenovo L13 Yoga-i5 |  | 165 | Jiweon Kim | Teacher of KS1 | Infants | BSBNB383 | PW-03TFTG | Lenovo L13 - Yoga 21B6-515R00 |  | 18 | ICT Lab #18 | B36 | Seniors | BSBNB439 | N5NXNZ006415226 | Asustek ExpertBook B5402FE
36 | Abdalla Afify | Head of Operations | Admin | BSBNB301 | R90z80v0 | Lenovo L13 Yoga-i7 |  | 86 | Adam Savvedes - Law | Teacher of Business and Economics & Asst.Head of 6th form | Seniors | BSBNB255 | R90z8eS9 | Lenovo L13 Yoga-i5 |  | 166 | Zainab Dashti |  | Infants | BSBNB384 | PW-03TFTP | Lenovo L13 - Yoga 21B6-515R00 |  | 19 | ICT Lab #19 | B36 | Seniors | BSBNB440 | N5NXNZ006565226 | Asustek ExpertBook B5402FE
37 | Samantha Jane Moore | Teacher of KS2 & English CL Years 3 & 4 | Juniors | BSBNB206 | r90z8EQt | Lenovo L13 Yoga-i5 | Broken on the side of the charger.Checked on January 06,2022 by Joerry - Needs to assess before she resign | 87 | Stella Rudiferia - 1 month Music Intern |  |  | BSBNB256 | r90Z8eq9 | Lenovo L13 Yoga-i5 |  | 167 | Kelly-Jayne Wilcock | Teacher of English | Seniors | BSBNB385 | PW-03TFT8 | Lenovo L13 - Yoga 21B6-515R00 |  | 20 | ICT Lab #20 | B36 | Seniors | BSBNB441 | N5NXNZ00659622A | Asustek ExpertBook B5402FE
38 | Gaelle Gonzalez | Teacher of MFL | Seniors | BSBNB262 | r90z8EsG | Lenovo L13 Yoga-i5 |  | 88 | Lamia Ajajji returning to Maha every week | Cover Teacher | Juniors | BSBNB257 | r90z8esp | Lenovo L13 Yoga-i5 |  | 168 | Michael Hadwin |  | Infants | BSBNB386 | PW-03TFTE | Lenovo L13 - Yoga 21B6-515R00 |  | 21 | ICT Lab #21 | B36 | Seniors | BSBNB442 | N5NXNZ00657022G | Asustek ExpertBook B5402FE
39 | Solana Badassy (HOY3 TA used) | Learning Support |  | BSBNB208 | r90z8ERg | Lenovo L13 Yoga-i5 |  | 89 | Lorna Drennan (HOY5 TA used) |  | Juniors | BSBNB258 | r90Z8Et7 | Lenovo L13 Yoga-i5 |  | 169 | Solana Baddassy (HOY3 - TA- USED) |  | Juniors | BSBNB387 | PW-03TFTM | Lenovo L13 - Yoga 21B6-515R00 |  | 22 | ICT Lab #22 | B36 | Seniors | BSBNB443 | N5NXNZ00656622C | Asustek ExpertBook B5402FE
40 | Solana Badassy | Teacher of KS2 & Head of Year 3 | Juniors | BSBNB212 | r90z8ESX | Lenovo L13 Yoga-i5 |  | 90 | Alawi Muthana | Teacher of Economics | Seniors | BSBNB259 | r90Z8es0 | Lenovo L13 Yoga-i5 |  | 170 | Juliana Moroto (Seniors) | Teacher of Art | Seniors | BSBNB388 | PW-03TFT5 | Lenovo L13 - Yoga 21B6-515R00 |  | 23 | ICT Lab #23 | B36 | Seniors | BSBNB444 | N5NXNZ00664722G | Asustek ExpertBook B5402FE
41 | Steven Kenneth Graham | Teacher of KS2 & Assistant Head of Year 3 | Juniors | BSBNB213 | r90Z8eQ6 | Lenovo L13 Yoga-i5 |  | 91 | Saliha Khan | 360 Support Teacher | Juniors | BSBNB260 | r90z8Erw | Lenovo L13 Yoga-i5 |  | 171 | Jonathan Kellet (Seniors) |  | Seniors | BSBNB389 | PW-03TFT4 | Lenovo L13 - Yoga 21B6-515R00 |  | 24 | ICT Lab #24 | B36 | Seniors | BSBNB445 | N5NXNZ00650722C | Asustek ExpertBook B5402FE
42 | Martin Drennan |  | Juniors | BSBNB214 | r90Z8Eqy | Lenovo L13 Yoga-i5 |  | 92 | Samantha Moore (HOY4- TA used) | Learning Support | Juniors | BSBNB261 | r90Z8Etq | Lenovo L13 Yoga-i5 |  | 172 | Sarah Dawood |  | Infants | BSBNB299 | r90z8arQ | Lenovo L13 Yoga-i5 |  | 25 | ICT Lab #25 | B36 | Seniors | BSBNB446 | N5NXNZ00647522C | Asustek ExpertBook B5402FE
43 | Therese Zelia Cosgrave | Teacher of KS2 | Juniors | BSBNB215 | r90Z8ET5 | Lenovo L13 Yoga-i5 |  | 93 | Gavin Sky | Senco LSA | Seniors | BSBNB264 | r90z8etp | Lenovo L13 Yoga-i5 |  | 173 | Michael McCarthy |  | Infants | BSBNB391 | PW-03TFTY | Lenovo L13 - Yoga 21B6-515R00 |  | 26 | ICT Lab #26 | B36 | Seniors | BSBNB447 | N5NXNZ00661022G | Asustek ExpertBook B5402FE
44 | Shanaz Mukhtar | Teacher of Arabic | Juniors | BSBNB216 | r90z8ESJ | Lenovo L13 Yoga-i5 |  | 94 | Fatima Shamsi | Teacher Assistant | Juniors | BSBNB265 | R90z8ern | Lenovo L13 Yoga-i5 |  | 174 | Nathalie Young |  | Infants | BSBNB392 | PW-03TFV1 | Lenovo L13 - Yoga 21B6-515R00 |  | 27 | ICT Lab #27 | B36 | Seniors | BSBNB448 | N5NXNZ006624227 | Asustek ExpertBook B5402FE
45 | Verity Rose Ball | Teacher of KS2 | Juniors | BSBNB217 | R90Z8eQ3 | Lenovo L13 Yoga-i5 |  | 95 | Martine Anna Timmer-Arends | Teacher of Humanities & Head of Humanities | Seniors | BSBNB266 | r90Z8eQ1 | Lenovo L13 Yoga-i5 |  | 175 | Samatha Moore (HOY4 - TA used) |  |  | BSBNB410 | N5NXNZ00738422D | Asustek ExpertBook B5402FE |  | 28 | ICT Lab #1 | B34 | Seniors | BSBNB456 | PWOC98JY | L13 YOGA GEN 4 i5 21FKS5Q800
46 | Kelly Danar | Art Technician | Seniors | BSBNB218 | r90Z8es4 | Lenovo L13 Yoga-i5 | Elizabeth Egan lost the pen | 96 | Matthew Richards | Teacher of English | Seniors | BSBNB267 | r90z8eqb | Lenovo L13 Yoga-i5 |  | 176 | Muhammad Irtaza Khan | IT Department | Admin | BSBNB412 | N5NXNZ006479227 | Asustek ExpertBook B5402FE |  | 29 | ICT Lab #2 | B34 | Seniors | BSBNB457 | PWOCARC2 | L13 YOGA GEN 4 i5 21FKS5Q800
47 | Amal Anwer | Teacher of Arabic | Juniors | BSBNB273 | r90Z8eqd | Lenovo L13 Yoga-i5 |  | 97 |  |  |  | BSBNB268 | R90Z8Et9 | Lenovo L13 Yoga-i5 |  | 177 |  |  | Admin | BSBNB413 | N5NXNZ006416222 | Asustek ExpertBook B5402FE |  | 30 | ICT Lab #3 | B34 | Seniors | BSBNB458 | PW0C98K1 | L13 YOGA GEN 4 i5 21FKS5Q800
48 | IT Spare | B-Storage |  | BSBNB394 | PW01M1S8 | Lenovo L13 Yoga-i5 |  | 98 | Anna Ruiz | Teacher of Spanish and MFL | Seniors | BSBNB269 | R90Z8EQk | Lenovo L13 Yoga-i5 |  | 178 | Fatema Almuwali | Account Department. | Admin | BSBNB419 | N5NXNZ00656122F | Asustek ExpertBook B5402FE |  | 31 | ICT Lab #4 | B34 | Seniors | BSBNB459 | PWOCARC4 | L13 YOGA GEN 4 i5 21FKS5Q800
49 | Nathania Kasper | Teacher of KS2 | Juniors | BSBNB395 | PW01M1S7 | Lenovo L13 Yoga-i5 |  | 99 | Scott Mcbirnie - Music Team | Scott Mcbirnie - Music Team | Seniors | BSBNB270 | r90z8ev0 | Lenovo L13 Yoga-i5 |  | 179 | Damien Philip Isaac | Head of Swimming Department (Whole School) | Wholeschool | BSBNB426 | N5NXNZ006433228 | Asustek ExpertBook B5402FE |  | 32 | ICT Lab #5 | B34 | Seniors | BSBNB460 | PWOC98J6 | L13 YOGA GEN 4 i5 21FKS5Q800
50 | Philip Brennan | Teacher of KS2 | Seniors | BSBNB396 | PW01M1S3 | Lenovo L13 Yoga-i5 |  | 100 | Scott Mcbirnie - Music Team | Music Team Teachers - Scott Mcbirnie | Seniors | BSBNB188 |  |  |  | 180 | Faulty - IT Store | Decommission |  | BSBNB427 | N5NXNZ00644322B | Asustek ExpertBook B5402FE |  | 33 | ICT Lab #6 | B34 | Seniors | BSBNB461 | PWOCARC3 | L13 YOGA GEN 4 i5 21FKS5Q800
[8 empty] | 101 | Matthew Gibson | Teacher of PE & PSHE / House Coordinator | Seniors | BSBNB271 | r90z8Eqr | Lenovo L13 Yoga-i5 |  | 181 | Lorna Drenna (HOY5 - TA used) | Junior School | Juniors | BSBNB433 | N5NXNZ006417228 | Asustek ExpertBook B5402FE |  | 34 | ICT Lab #7 | B34 | Seniors | BSBNB462 | PWOC98JH | L13 YOGA GEN 4 i5 21FKS5Q800
[8 empty] | 102 | Nora Mnini | Teacher of Science | Seniors | BSBNB272 | R90z8Ere | Lenovo L13 Yoga-i5 |  | 182 | Solana Badassy | Temporary | Juniors | BSBNB434 | N5NXNZ00658422A | Asustek ExpertBook B5402FE |  | 35 | ICT Lab #8 | B34 | Seniors | BSBNB463 | PWOC98JM | L13 YOGA GEN 4 i5 21FKS5Q800
[8 empty] | 103 | IT Store | Faulty |  | BSBNB274 | R90Z8Erf | Lenovo L13 Yoga-i5 | IT STORE | 183 |  |  |  | BSBNB437 | N5NXNZ006590227 | Asustek ExpertBook B5402FE |  | 36 | ICT Lab #9 | B34 | Seniors | BSBNB464 | PWOC98KB | L13 YOGA GEN 4 i5 21FKS5Q800
[8 empty] | 104 | Nadia Anwar Hussain | Teacher of Psychology and Head of Psychology | Seniors | BSBNB253 | r90z8es8 | Lenovo L13 Yoga-i5 |  | 184 | Muna Al Sada | Infant Teacher | Infants | BSBNB390 | PW-03TFT3 | Lenovo L13 - Yoga 21B6-515R00 |  | 37 | ICT Lab #10 | B34 | Seniors | BSBNB465 | PWOC98JJ | L13 YOGA GEN 4 i5 21FKS5Q800
[8 empty] | 105 | Naveen Rao | BSB Transport Manager | Seniors | BSBNB276 | r90z8etd | Lenovo L13 Yoga-i5 |  | 185 | Poonam Ridgway | Art Director | Wholeschool | BSBNB512 | PWOC98JV | L13 YOGA GEN 4 i5 21FKS5Q800 |  | 38 | ICT Lab #11 | B34 | Seniors | BSBNB466 | PWOC98JN | L13 YOGA GEN 4 i5 21FKS5Q800
[8 empty] | 106 | Jameela Mumina | Teacher of Math - Senior School | Seniors | BSBNB277 | r90z8ETs | Lenovo L13 Yoga-i5 |  | 186 | Debbie Venter | Junior Teacher | Juniors | BSBNB513 | PWOC98K6 | L13 YOGA GEN 4 i5 21FKS5Q800 |  | 39 | ICT Lab #12 | B34 | Seniors | BSBNB467 | PWOC98K5 | L13 YOGA GEN 4 i5 21FKS5Q800
[8 empty] | 107 | Sarah Margaret Watson | Teacher of MFL | Seniors | BSBNB278 | r90z8eSr | Lenovo L13 Yoga-i5 |  | 187 | Jolijn Kunda Groen | KS1 teacher | Infants | BSBNB514 | PWOC98JW | L13 YOGA GEN 4 i5 21FKS5Q800 |  | 40 | ICT Lab #13 | B34 | Seniors | BSBNB468 | PWOC98J7 | L13 YOGA GEN 4 i5 21FKS5Q800
[8 empty] | 108 | Mohammed Makhlooq | Teacher of Arabic | Seniors | BSBNB279 | r90z8ErA | Lenovo L13 Yoga-i5 |  | 188 | Sara Azarkan | Senior Teacher | Seniors | BSBNB515 | PWOC98JT | L13 YOGA GEN 4 i5 21FKS5Q800 |  | 41 | ICT Lab #14 | B34 | Seniors | BSBNB469 | PWOC98JR | L13 YOGA GEN 4 i5 21FKS5Q800
[8 empty] | 109 | Scott Marco Calveri | Teacher of MFL and Assistant Head of Year 9 | Seniors | BSBNB280 | r90z8et8 | Lenovo L13 Yoga-i5 |  | 189 | Claire Carney | KS1 teacher | Infants | BSBNB516 | PW-OC98JL | L13 YOGA GEN 4 i5 21FKS5Q800 |  | 42 | ICT Lab #15 | B34 | Seniors | BSBNB470 | PWOC98KC | L13 YOGA GEN 4 i5 21FKS5Q800
[8 empty] | 110 | IT -Spare - Type Port one is not charging/touchpad/pad not working |  |  | BSBNB281 | r90z8esa | Lenovo L13 Yoga-i5 |  | 190 | Judith Simmons | Supply Teacher | Juniors | BSBNB517 | PW- 0C98JB | L13 YOGA GEN 4 i5 21FKS5Q800 |  | 43 | ICT Lab #16 | B34 | Seniors | BSBNB471 | PWOC98J5 | L13 YOGA GEN 4 i5 21FKS5Q800
[8 empty] | 111 | Keerthana Edwards | Teacher of KS3 | Juniors | BSBNB282 | R90z8ero | Lenovo L13 Yoga-i5 |  | 191 | Sadiq Jaffar | Senior School - Arabic Teacher | Seniors | BSBNB518 | PW- 0C98J1 | L13 YOGA GEN 4 i5 21FKS5Q800 |  | 44 | ICT Lab #17 | B34 | Seniors | BSBNB472 | PWOC98JQ | L13 YOGA GEN 4 i5 21FKS5Q800
[8 empty] | 112 | Lost device |  |  | BSBNB263 |  | Lenovo L13 Yoga-i5 |  | 192 | Martin Prinsloo | New Exam Manager and HOD Math | Seniors | BSBNB519 | PW- 0C98K2 | L13 YOGA GEN 4 i5 21FKS5Q800 |  | 45 | ICT Lab #18 | B34 | Seniors | BSBNB473 | PWOC98JG | L13 YOGA GEN 4 i5 21FKS5Q800
[8 empty] | 113 | Afaf Mahmoud | Teacher of Arabic | Seniors | BSBNB284 | r90Z8Eqv | Lenovo L13 Yoga-i5 |  | 193 | Gavin Burns | Junior PE teacher | Juniors | BSBNB449 | N5NXNZ006416221 | Asustek ExpertBook B5402FE |  | 46 | ICT Lab #19 | B34 | Seniors | BSBNB474 | PWOC98J2 | L13 YOGA GEN 4 i5 21FKS5Q800
[8 empty] | 114 | Dr. Andrew Valdimirou | Teacher of History | Seniors | BSBNB285 | r90z8ESv | Lenovo L13 Yoga-i5 |  | 194 | Rudolpho | AV Tech | Admin | BSBNB414 | N5NXNZ00643122B | Asustek ExpertBook B5402FE |  | 47 | ICT Lab #20 | B34 | Seniors | BSBNB475 | PWOCARBX | L13 YOGA GEN 4 i5 21FKS5Q800
[8 empty] | 115 | Naville Hanson | Teacher of Science | Seniors | BSBNB287 | R90z8ESF | Lenovo L13 Yoga-i5 |  | 195 | Max Patrick |  |  | BSBNB411 | N5NXNZ006421225 | Asustek ExpertBook B5402FE |  | 48 | ICT Lab #21 | B34 | Seniors | BSBNB476 | PWOC98K8 | L13 YOGA GEN 4 i5 21FKS5Q800
[8 empty] | 116 | Toni Louise Reid | Head of Food Technology | Seniors | BSBNB288 | r90Z8eR6 | Lenovo L13 Yoga-i5 |  | 196 | Sid Arouche | Junior Teacher - Junior School |  | BSBNB520 | PW- 0C98JS | L13 YOGA GEN 4 i5 21FKS5Q800 |  | 49 | ICT Lab #22 | B34 | Seniors | BSBNB477 | PWOC98JZ | L13 YOGA GEN 4 i5 21FKS5Q800
[8 empty] | 117 | Elizabeth Egan | Music Teacher | Seniors | BSBNB289 | r90z8esM | Lenovo L13 Yoga-i5 |  | 197 | Kirstie Peplow | PE | Wholeschool | BSBNB521 |  | L13 YOGA GEN 4 i5 21FKS5Q800 |  | 50 | ICT Lab #23 | B34 | Seniors | BSBNB478 | PWOCARBY | L13 YOGA GEN 4 i5 21FKS5Q800
[8 empty] | 118 | [7 empty] | 198 | Dinesh Pereira | Admin | Admin | BSBNB522 | PW- 0DLODT | Lenovo L13 YOGA GEN 5 i7 |  | 51 | ICT Lab #24 | B34 | Seniors | BSBNB479 | PWOC98JD | L13 YOGA GEN 4 i5 21FKS5Q800
[8 empty] | 119 | MIna Boles | Teacher of Math | Seniors | BSBNB291 | R90Z8ESZ | Lenovo L13 Yoga-i5 |  | 199 | Hamza | Admin | Admin | BSBNB523 | PW- 0DLODS | Lenovo L13 YOGA GEN 5 i7 |  | 52 | ICT Lab #25 | B34 | Seniors | BSBNB480 | PWOC98J3 | L13 YOGA GEN 4 i5 21FKS5Q800
[8 empty] | 120 | Lorna Drennan (HOY 3) TA used |  | Juniors | BSBNB239 | r90z8esE | Lenovo L13 Yoga-i5 |  | 200 | Jumana Alawi | Infants Councellor | Infants | BSBNB495 | N5NXNZ00659022C | Asustek ExpertBook B5402FE |  | 53 | ICT Lab #26 | B34 | Seniors | BSBNB481 | PWOCARC1 | L13 YOGA GEN 4 i5 21FKS5Q800
[8 empty] | 121 | Danes Esbach | Teacher of Math | Seniors | BSBNB293 | R90z8Esh | Lenovo L13 Yoga-i5 |  | 201 | Wayne Ridgway | Senior School - Head Teacher | Seniors | BSBNB524 | PW- 0DLODW | Lenovo L13 YOGA GEN 5 i7 |  | 54 | ICT Lab #27 | B34 | Seniors | BSBNB482 | PWOC98JA | L13 YOGA GEN 4 i5 21FKS5Q800
[8 empty] | 122 | Kashif Sattar | Teacher of Religion, Head of Religion & Assistant Head of Year 7 | Seniors | BSBNB294 | r90z8ER5 | Lenovo L13 Yoga-i5 | Left and did not return the laptop | 202 | Rudolpho | AV Tech | Admin | BSBNB525 | PW- 0C98JK | Lenovo L13 YOGA GEN 5 i5 |  | 55 | ICT Lab #1 | A32 | Juniors | BSBNB589 | 5CD530856N | HP Probook 4 G1i 14
[8 empty] | 123 | Maryam Rashid | Guidance Chancellor | Seniors | BSBNB311 | R90z80tt | Lenovo L13 Yoga-i7 |  | 203 | Cheryl Castil | HR Manager | Admin | BSBNB527 | PW- 0DLODV | Lenovo L13 2-in-1 Gen 5 21LNS2D400 i7 |  | 56 | ICT Lab #2 | A32 | Juniors | BSBNB590 | 5CD5308572 | HP Probook 4 G1i 14
[8 empty] | 124 |  |  |  | BSBNB295 | r90Z8EqN | Lenovo L13 Yoga-i5 |  | 204 |  |  |  | BSBNB528 | PW- 0DL0DR | Lenovo L13 2-in-1 Gen 5 21LNS2D400 i7 |  | 57 | ICT Lab #3 | A32 | Juniors | BSBNB591 | 5cd5308576 | HP Probook 4 G1i 14
[8 empty] | 125 | Maxine Mcgonagle | Teacher of Physics | Seniors | BSBNB306 | R90Z80V2 | Lenovo L13 Yoga-i5 |  | 205 | Scott Mcbirnie | Director of Music | Seniors | BSBNB529 | PW- 0C98JC | Lenovo L13 YOGA GEN 5 i5 |  | 58 | ICT Lab #4 | A32 | Juniors | BSBNB592 | 5CD530857B | HP Probook 4 G1i 14
[8 empty] | 126 | Emma Burns | Temporary | Seniors | BSBNB225 | R90Z8eos | Lenovo L13 Yoga-i5 |  | 206 | Katie Anne Pearson | KS2 Teacher | Juniors | BSBNB530 | PW- 0C98J4 | Lenovo L13 YOGA GEN 5 i5 |  | 59 | ICT Lab #5 | A32 | Juniors | BSBNB593 | 5CD530855X | HP Probook 4 G1i 14
[8 empty] | 127 | Eman Hasan Ismael | Teacher of Citizenship | Seniors | BSBNB207 | r90Z8er4 | Lenovo L13 Yoga-i5 |  | 207 | Zainab Adel Baqer Mohamed AlBahrani | Exam Officer | Admin | BSBNB531 | PW- 0C98K9 | Lenovo L13 YOGA GEN 5 i5 |  | 60 | ICT Lab #6 | A32 | Juniors | BSBNB594 | 5CD530855Q | HP Probook 4 G1i 14
[8 empty] | 128 | Benjamin Hall- his laptop has 2x faulty Type C USB not working | Teacher of Science | Seniors | BSBNB283 | R90z8eRT | Lenovo L13 Yoga-i5 |  | 208 | Kristie Peplow | Teacher of Strength and Conditioning | Wholeschool | BSBNB533 | SPW0C98K4 | Thinkpad 21FKS-5Q800 | Physical damage sending to supplier | 61 | ICT Lab #7 | A32 | Juniors | BSBNB595 | 5CD530857N | HP Probook 4 G1i 14
[8 empty] | 129 | Zainab Maqdad | Teacher in Junior School - Arabic | Juniors | BSBNB182 | R90z8erp | Lenovo L13 Yoga-i5 |  | 209 | Sam Brett | Teacher of Strength and Conditioning | Wholeschool | BSBNB534 | spw0c98ka | Thinkpad 21FKS-5Q800 |  | 62 | ICT Lab #8 | A32 | Juniors | BSBNB596 | 5CD530856S | HP Probook 4 G1i 14
[8 empty] | 130 | Mandy Mullane | Teacher in Drama (replaement laptop) | Seniors | BSBNB290 | r90z8eqw | Lenovo L13 Yoga-i5 |  | 210 | Molly Cramp | KS1 teacher | Infants | BSBNB535 | spw0c98j9 | Thinkpad 21FKS-5Q800 |  | 63 | ICT Lab #9 | A32 | Juniors | BSBNB597 | 5CD530855N | HP Probook 4 G1i 14
[16 empty] | 211 | Maxwell Patrick | Director of Pastoral Care | Wholeschool | BSBNB536 | spw0c98jf | Thinkpad 21FKS-5Q800 | Spilled coffee, need to send to the supplier. | 64 | ICT Lab #10 | A32 | Juniors | BSBNB598 | 5CD530856M | HP Probook 4 G1i 14
[16 empty] | 212 | Lydia Morgan | Teacher of KS2 | Juniors | BSBNB537 | spw0carc0 | Thinkpad 21FKS-5Q800 |  | 65 | ICT Lab #11 | A32 | Juniors | BSBNB599 | 5CD530856Z | HP Probook 4 G1i 14
[16 empty] | 213 | Nicole Waked | Cover teacher Juniors | Juniors | BSBNB538 | spw0c98je | Thinkpad 21FKS-5Q800 |  | 66 | ICT Lab #12 | A32 | Juniors | BSBNB600 | 5CD5308577 | HP Probook 4 G1i 14
[16 empty] | 214 | Melissa Wood | Teacher of Drama | Seniors | BSBNB539 | spw0c98jp | Thinkpad 21FKS-5Q800 |  | 67 | ICT Lab #13 | A32 | Juniors | BSBNB601 | 5CD530857Q | HP Probook 4 G1i 14
[16 empty] | 215 | Gemma Dryden | KS2 Teacher | Juniors | BSBNB540 | spw0c98k0 | Thinkpad 21FKS-5Q800 |  | 68 | ICT Lab #14 | A32 | Juniors | BSBNB602 | 5CD530856J | HP Probook 4 G1i 14
[16 empty] | 216 | Klyvia Patrick | Lead Counselor | Seniors | BSBNB541 | spw0c98jx | Thinkpad 21FKS-5Q800 |  | 69 | ICT Lab #15 | A32 | Juniors | BSBNB603 | 5CD5308578 | HP Probook 4 G1i 14
[16 empty] | 217 | David Tonks | Infant Teacher | Infants | BSBNB542 | SPwOCARBW | Thinkpad 21FKS-5Q800 |  | 70 | ICT Lab #16 | A32 | Juniors | BSBNB604 | 5CD5308569 | HP Probook 4 G1i 14
[16 empty] | 218 | Alaweya Sayed Adnan Shubbar Kadhem | Teacher of Strength and Conditioning | Seniors | BSBNB543 | Spw0carBz | Thinkpad 21FKS-5Q800 |  | 71 | ICT Lab #17 | A32 | Juniors | BSBNB605 | 5CD530856H | HP Probook 4 G1i 14
[16 empty] | 219 | Sherehan Zaidan | Supply Teacher | Juniors | BSBNB544 | Spw0c98k3 | Thinkpad 21FKS-5Q800 |  | 72 | ICT Lab #18 | A32 | Juniors | BSBNB606 | 5CD530857M | HP Probook 4 G1i 14
[16 empty] | 220 | William Trodd | Senior School - ICT | Seniors | BSBNB545 | spw0c98k7 | Thinkpad 21FKS-5Q800 |  | 73 | ICT Lab #19 | A32 | Juniors | BSBNB607 | 5CD530857P | HP Probook 4 G1i 14
[16 empty] | 221 | Mamdouh Nouri | MENA Head of Operations | Admin | BSBNB548 | SPW0KFV45 | Thinkpad 21FKS-5Q800 |  | 74 | ICT Lab #20 | A32 | Juniors | BSBNB608 | 5CD530855P | HP Probook 4 G1i 14
[16 empty] | 222 | Khadija GhaziAl-Arrayedh | Head of Procurement | Admin | BSBNB549 | SPW0KFV47 | Thinkpad 21FKS-5Q800 |  | 75 | ICT Lab #21 | A32 | Juniors | BSBNB609 | 5CD530857G | HP Probook 4 G1i 14
[16 empty] | 223 |  | Khadija GhaziAl-Arrayedh |  | BSBNB550 | SPW0KFV46 | Thinkpad 21FKS-5Q800 |  | 76 | ICT Lab #22 | A32 | Juniors | BSBNB610 | 5CD530856D | HP Probook 4 G1i 14
[16 empty] | 224 | Ramy Nageh | Head of Procurement | Admin | BSBNB551 | SPW0KFV44 | Thinkpad 21FKS-5Q800 |  | 77 | ICT Lab #23 | A32 | Juniors | BSBNB611 | 5CD5308567 | HP Probook 4 G1i 14
[16 empty] | 225 |  |  |  | BSBNB552 | SPW0KFV43 | Thinkpad 21FKS-5Q800 |  | 78 | ICT Lab #24 | A32 | Juniors | BSBNB612 | 5CD530855T | HP Probook 4 G1i 14
[16 empty] | 226 | Yvette Edwards |  | Seniors | BSBNB553 | SPW0KFTL8 | Thinkpad 21FKS-5Q800 |  | 79 | ICT Lab #25 | A32 | Juniors | BSBNB613 | 5CD5308562 | HP Probook 4 G1i 14
[16 empty] | 227 | Casey Harling |  | Juniors | BSBNB554 | SPW0KFTL7 | Thinkpad 21FKS-5Q800 |  | 80 | ICT Lab #26 | A32 | Juniors | BSBNB546 | 5CD530856C | HP Probook 4 G1i 14
[16 empty] | 228 | Martina Ahern |  | Seniors | BSBNB555 | SPW0KFTKQ | Thinkpad 21FKS-5Q800 |  | 81 | ICT Lab #27 | A32 | Juniors | BSBNB547 | 5CD530856F | HP Probook 4 G1i 14
[16 empty] | 229 | Aidan Doyle |  | Juniors | BSBNB556 | SPW0KFTKS | Thinkpad 21FKS-5Q800 |  | 82 | ICT Lab #1 | SF1 | Seniors | BSBNB614 | 5CD530857H | HP Probook 4 G1i 14
[16 empty] | 230 | John Jarvis |  | Juniors | BSBNB557 | SPW0KFTKA | Thinkpad 21FKS-5Q800 |  | 83 | ICT Lab #2 | SF1 | Seniors | BSBNB615 | 5CD530856T | HP Probook 4 G1i 14
[16 empty] | 231 | Adrian Evans |  | Seniors | BSBNB558 | SPW0KFTKX | Thinkpad 21FKS-5Q800 |  | 84 | ICT Lab #3 | SF1 | Seniors | BSBNB616 | 5CD530855M | HP Probook 4 G1i 14
[16 empty] | 232 | Joanne Nicoll |  | Infants | BSBNB559 | SPW0KFTKB | Thinkpad 21FKS-5Q800 |  | 85 | ICT Lab #4 | SF1 | Seniors | BSBNB617 | 5CD530857J | HP Probook 4 G1i 14
[16 empty] | 233 | Daniel Dryden |  | Juniors | BSBNB560 | PW0KFTKJ | Thinkpad 21FKS-5Q800 |  | 86 | ICT Lab #5 | SF1 | Seniors | BSBNB618 | 5CD5308566 | HP Probook 4 G1i 14
[16 empty] | 234 | Sughra Ibrahim |  | Juniors | BSBNB561 | SPW0KFTKC | Thinkpad 21FKS-5Q800 |  | 87 | ICT Lab #6 | SF1 | Seniors | BSBNB619 | 5CD530856K | HP Probook 4 G1i 14
[16 empty] | 235 | Aradhana Mehrotra |  | Juniors | BSBNB562 | SPW0KFTLA | Thinkpad 21FKS-5Q800 |  | 88 | ICT Lab #7 | SF1 | Seniors | BSBNB620 | 5CD530856W | HP Probook 4 G1i 14
[16 empty] | 236 | Suzanne Nicolas |  | Seniors | BSBNB564 | SPW0KFTKR | Thinkpad 21FKS-5Q800 |  | 89 | ICT Lab #8 | SF1 | Seniors | BSBNB621 | 5CD5308570 | HP Probook 4 G1i 14
[16 empty] | 237 | Howaida Ibrahim |  | Juniors | BSBNB565 | SPW0KFTKK | Thinkpad 21FKS-5Q800 |  | 90 | ICT Lab #9 | SF1 | Seniors | BSBNB622 | 5CD530856X | HP Probook 4 G1i 14
[16 empty] | 238 | Lateitia-Anne Menhinick |  | Seniors | BSBNB566 | SPW0KFTKV | Thinkpad 21FKS-5Q800 |  | 91 | ICT Lab #10 | SF1 | Seniors | BSBNB623 | 5CD530855L | HP Probook 4 G1i 14
[16 empty] | 239 | Amr Abouzeid |  | Juniors | BSBNB567 | SPW0KFTLB | Thinkpad 21FKS-5Q800
[16 empty] | 240 | Stephen Douglas |  | Juniors | BSBNB568 | SPW0KFTL1 | Thinkpad 21FKS-5Q800
[16 empty] | 241 | Bernadette Solis | Temporary | Admin | BSBNB569 | SPW0KFTKW | Thinkpad 21FKS-5Q800
[16 empty] | 242 |  |  |  | BSBNB570 | SPW0KFTKG | Thinkpad 21FKS-5Q800
[16 empty] | 243 | Deepa Puri | Teacher of English | Seniors | BSBNB571 | SPW0KFTKT | Thinkpad 21FKS-5Q800
[16 empty] | 244 | Abdul Askar |  | Seniors | BSBNB572 | SPW0KFTL9 | Thinkpad 21FKS-5Q800
[16 empty] | 245 | Hamda Maqsood |  | Seniors | BSBNB573 | SPW0KFTKD | Thinkpad 21FKS-5Q800
[16 empty] | 246 | Mohammed Chowdury |  | Seniors | BSBNB574 | SPW0KFTKL | Thinkpad 21FKS-5Q800
[16 empty] | 247 | Sheikh Ramjan |  | Seniors | BSBNB575 | SPW0KFTKY | Thinkpad 21FKS-5Q800
[16 empty] | 248 | Mohanned Al-Jourani |  | Seniors | BSBNB576 | SPW0KFTL3 | Thinkpad 21FKS-5Q800
[16 empty] | 249 | David John Smith |  | Juniors | BSBNB577 | SPW0KFTKM | Thinkpad 21FKS-5Q800
[16 empty] | 250 | Janine Gammond |  | Seniors | BSBNB578 | SPW0KFTL6 | Thinkpad 21FKS-5Q800
[16 empty] | 251 | Magdy Attia |  | Seniors | BSBNB579 | SPW0KFTKN | Thinkpad 21FKS-5Q800
[16 empty] | 252 | Andrew Massawe |  | Seniors | BSBNB580 | SPW0KFTKH | Thinkpad 21FKS-5Q800
[16 empty] | 253 | Vanessa Williams |  | Seniors | BSBNB581 | SPW0KFTL0 | Thinkpad 21FKS-5Q800
[16 empty] | 254 | Eman Taqi |  | Juniors | BSBNB582 | SPW0KFTKP | Thinkpad 21FKS-5Q800
[16 empty] | 255 | Kyle Warner |  | Seniors | BSBNB583 | SPW0KFTKZ | Thinkpad 21FKS-5Q800
[16 empty] | 256 | Sana Mansour |  | Juniors | BSBNB584 | SPW0KFTKF | Thinkpad 21FKS-5Q800
[16 empty] | 257 | Semone Beecher |  | Seniors | BSBNB585 | SPW0KFTL4 | Thinkpad 21FKS-5Q800
[16 empty] | 258 | Sophie Bernard |  | Seniors | BSBNB586 | SPW0KFTL2 | Thinkpad 21FKS-5Q800
[16 empty] | 259 | Gavin Cuthbertson |  | Juniors | BSBNB587 | SPW0KFTKE | Thinkpad 21FKS-5Q800
[16 empty] | 260 | Mahmoud Mzhougi |  | Seniors | BSBNB588 | SPW0KFTL5 | Thinkpad 21FKS-5Q800
[16 empty] | 261 |  |  |  | BSBNB639 | 5CD530856L | HP Probook 4 Gli 14
Note on E27: [Threaded comment] Your version of Excel allows you to read this threaded comment; however, any edits to it will get removed if the file is opened in a newer version of Excel. Learn more: https://go.microsoft.com/fwlink/?linkid=870924 Comment: @kavvaikkarana@thebsbh.com - Gemma Dryden -add to decommission laptop - Keyboard/Motherboard issues..

## Projectors
| BSB Projector | 62
CN | Brand | Model | Class/Office | Floor | Building
1 | Epson | X41 | A7 | GF | J/S Buildin
2 | Epson | 575WI | A8 | GF | J/S Buildin
3 | Epson | EB475 | A10 | GF | J/S Buildin
4 | Epson | X41 | A14 | GF | J/S Buildin
5 | Epson | EB675 | A16B | GF | J/S Buildin
6 | Epson | EB475 | A16 | GF | J/S Buildin
7 | Epson | EB675 | A32 | GF | J/S Buildin
8 | Epson | X41 | B29 | FF | J/S Buildin
9 | Epson | X41 | B26 | FF | J/S Buildin
10 | Epson | X41 | SFI | FF | J/S Buildin
11 | Epson | X41 | SF2 | FF | J/S Buildin
12 | Epson | X41 | B11 | FF | J/S Buildin
13 | Epson | X41 | B10 | FF | J/S Buildin
14 | Epson | X41 | B9 | FF | J/S Buildin
15 | Epson | X41 | B7 | FF | J/S Buildin
16 | Epson | X41 | B8 | FF | J/S Buildin
17 | Epson | X41 | B5 | FF | J/S Buildin
18 | Epson | X41 | B6 | FF | J/S Buildin
19 | Epson | X41 | B4 | FF | J/S Buildin
20 | Epson | X41 | B3 | FF | J/S Buildin
21 | Epson | X49 | B2 | FF | J/S Buildin
22 | Epson | X41 | B1 | FF | J/S Buildin
23 | Epson | X41 | 6TH Form (FF) | FF | J/S Buildin
24 | Epson | X41 | 6THFORM(SF) | SF | J/S Buildin
25 | Epson | X41 | SF3 | SF | J/S Buildin
26 | Epson | X41 | C12 | SF | J/S Buildin
27 | Epson | EB675 | C13 | SF | J/S Buildin
28 | Epson | X41 | C14 | SF | J/S Buildin
29 | Epson | X41 | C16 | SF | J/S Buildin
30 | Epson | X41 | C17 | SF | J/S Buildin
31 | Epson | X41 | C19 | SF | J/S Buildin
32 | Epson | X41 | C22 | SF | J/S Buildin
33 | Epson | X41 | C26 | SF | J/S Buildin
34 | Epson | X41 | C23 | SF | J/S Buildin
35 | Epson | X41 | C24 | SF | J/S Buildin
36 | Epson | X41 | C25 | SF | J/S Buildin
37 | Epson | EB575 | E7 | GF | E Block
38 | Epson | EB675 | E5 | GF | E Block
39 | Epson | EB475 | E4 | GF | E Block
40 | Epson | X49 | E3 | GF | E Block
41 | Epson | X41 | E2 | GF | E Block
42 | Epson | X41 | E1 | GF | E Block
43 | Epson | X41 | E9 | GF | E Block
44 | Epson | X49 | Assembly Hall | FF | Infants
45 | EPSON | HA33B/8715946697406 | MPH Big projector/ SN: XA2W1700110 | MPH
46 | EPSON | EB-X49 | IT Store (X8B52600459) |  | J/S Buildin
47 | EPSON | EB-X50 | IT Store X8B52600373 |  | J/S Buildin
48 | EPSON | EB-X51 | IT Store X8B52600359 |  | J/S Buildin
49 | EPSON | EB-X52 | IT Store X8B52600308 |  | J/S Buildin
50 | EPSON | EB-X53 | IT Store X8A21800434 |  | J/S Buildin
51
52
53
54
55
56
57
58
59
60
61
62

## Laptop Draft (hidden)
158 | [6 empty] | Notes
| BSB Laptops | Cost - i5(BD379.00), i7(BD420.00) - Date of purchase : 11th October 2020 |  |  |  |  | Laptop of Debbie Venter has some damage from previous owner. |  | BSBNB307 - Teacher ran away (Amy Allen) now Sue Coppards
| Junior School | 55 |  |  |  |  | Charlotte Blackwell's laptop have not yet returned. |  | BSBNB346 - L13 New Laptop SN: PW-01KDC5 -Keiran Mainstone
| Senior School | 82 |  |  |  |  | BSBNB297 no pen
| Infant School | 85 |  |  |  |  | Amanda Catherina Kinsella BSBNB171 - Returned by Brendan galvin 10-27-2021 without charger and bag
| SLT STAFF | 13 |  |  |  |  | Mohammad Chowdhury - left, BSBNB282 - Given to Manal Awad (New Arabic Teacher)
| Total | 235 |  |  |  |  | Sandra Moore - pen missing
Kashif Sattar - BSBNB294 - Teacher left did not returned the laptop
New Laptop for Junior Staff | [7 empty] | New Laptop for Senior Staff | [7 empty] | New Laptop for Infants and other staff(New L13) | [7 empty] | i7 Laptops
CN | Name | Position | School/Department | Assigned Device | Serial Number | Model | Remarks | CN | Name | Position | School/Department | Assigned Device | Serial Number | Model | Remarks | CN | Name | Position | School/Department | Assigned Device | Serial Number | Model | Remarks | CN | Name | Position | School/Department | Assigned Device | Serial Number | Model | Remarks
1 | Aidan Doyle | Teacher of KS2 & Head of Year 6 | Juniors | BSBNB165 | r90Z8er2 | Lenovo L13 Yoga-i5 |  | 1 | Abdulkadir Sahardeed Askar | Teacher of ICT | Seniors | BSBNB219 | R90z8EtN | Lenovo L13 Yoga-i5 |  | 1 | Sara Kerr |  | Infants | BSBNB348 | PW-03TFSR | Lenovo L13 - Yoga 21B6-515R00 |  | 1 | Julie Anne Gilbert | Head of Infant School | Infants | BSBNB296 | r90z80tY | Lenovo L13 Yoga-i7 | With John as backup laptop
2 | Debbie Venter | Teacher of PE | Juniors | BSBNB167 | r90z8es2 | Lenovo L13 Yoga-i5 |  | 2 | Yvette Edwards | Teacher of Science/Physics | Seniors | BSBNB220 | r90z8Erm | Lenovo L13 Yoga-i5 |  | 2 | Dania Saffaf |  | Infants | BSBNB349 | PW-03TFSY | Lenovo L13 - Yoga 21B6-515R00 |  | 2 | Devika Nanda | Deputy Head-Infants | Infants | BSBNB302 | R90z80tP | Lenovo L13 Yoga-i7
3 | Alexander Edward Pearson | Teacher of KS2 | Juniors | BSBNB168 | R90z8eR8 | Lenovo L13 Yoga-i5 |  | 3 | Adam Steven Guzy | Teacher of Science | Seniors | BSBNB221 | r90Z8EQ5 | Lenovo L13 Yoga-i5 |  | 3 | Mark Davies |  | Infants | BSBNB350 | PW-03TFV0 | Lenovo L13 - Yoga 21B6-515R00 |  | 3 | Stacey Louise Clarke | Deputy Head-Infants | Infants | BSBNB312 | R90z80tv | Lenovo L13 Yoga-i7
4 | Alexandra Wardlaw Gray | Teacher of PE & Head of PE | Juniors | BSBNB170 | r90Z8esl | Lenovo L13 Yoga-i5 |  | 4 |  | Teacher of Science (Maternity Cover) | Seniors | BSBNB222 | R90Z8ESD | Lenovo L13 Yoga-i5 |  | 4 | Victoria Ingham |  | Infants | BSBNB351 | PW-03TFSW | Lenovo L13 - Yoga 21B6-515R00 |  | 4 | Robert Graham Howe | Head of Junior School | Juniors | BSBNB303 | r90Z80tm | Lenovo L13 Yoga-i7
5 | Anne Hall | Teacher of KS2 | Juniors | BSBNB171 | r90Z8Erd | Lenovo L13 Yoga-i5 | Returned by Brendan galvin 10-27-2021 without charger and bag | 5 | Kate Miles | Teacher of Economics | Seniors | BSBNB297 | r90Z80TW | Lenovo L13 Yoga-i7 | Leave the laptop for Safekeeping without bag 06/30/22 | 5 | Anna Guzy |  | Infants | BSBNB352 | PW-03TFTH | Lenovo L13 - Yoga 21B6-515R00 |  | 5 | Lee Connor | Deputy Head | Juniors | BSBNB304 | R90Z80V1 | Lenovo L13 Yoga-i7
6 | Amr Ibrahim Mohamed Mohamed Abouzeid | Teacher of Arabic/Islamic | Juniors | BSBNB172 | r90Z8ES1 | Lenovo L13 Yoga-i5 |  | 6 | Joan Gayle Reid | Teacher of Science & Head of Physics | Seniors | BSBNB223 | R90Z8EqP | Lenovo L13 Yoga-i5 |  | 6 | Nuala Burns |  | Infants | BSBNB353 | PW-03TFST | Lenovo L13 - Yoga 21B6-515R00 |  | 6 | Sarah Elizabeth Arouche | Deputy Head | Juniors | BSBNB305 | R90z80V3 | Lenovo L13 Yoga-i7
7 | Casey Maxine Harling | Teacher of KS2 | Juniors | BSBNB173 | R90Z8EQG | Lenovo L13 Yoga-i5 |  | 7 | Alexandra Elizabeth Ferguson | Teacher of Psychology | Seniors | BSBNB224 | r90Z8eS3 | Lenovo L13 Yoga-i5 |  | 7 | Sara Downs |  | Infants | BSBNB354 | PW-03TFS2 | Lenovo L13 - Yoga 21B6-515R00 |  | 7 | Wayne Edward Ridgway | Head of Senior School | Seniors | BSBNB306 | R90z80V2 | Lenovo L13 Yoga-i7
8 | Charlotte Adelina Navarro Valenzuela | Teacher of French & Head of French | Juniors | BSBNB174 | R90Z8ESS | Lenovo L13 Yoga-i5 | Taken | 8 | Jahn Peters | Teacher of Maths and Head of Year | Seniors | BSBNB200 | R90Z8eQs | Lenovo L13 Yoga-i5 |  | 8 | Lowri Evans |  | Infants | BSBNB355 | PW-03TFTB | Lenovo L13 - Yoga 21B6-515R00 |  | 8 | Sue Coppards | Senco Head | Seniors | BSBNB307 | R90z80tz | Lenovo L13 Yoga-i7
9 | Sid Ali Arouche | Teacher of KS2 | Juniors | BSBNB175 | r90z8eRl | Lenovo L13 Yoga-i5 |  | 9 | Amanda Fortescue | Teacher of Science & Head of Chemistry | Seniors | BSBNB226 | r90z8Etx | Lenovo L13 Yoga-i5 |  | 9 | Suzanne Fearon |  | Infants | BSBNB356 | PW-03TFTK | Lenovo L13 - Yoga 21B6-515R00 |  | 9 | Kenneth Winstanley | Teacher of MFL and Deputy Head Academia | Seniors | BSBNB308 | r90z80v4 | Lenovo L13 Yoga-i7
10 | Charlotte Rebecca Blackwell | Teacher of PE | Juniors | BSBNB176 | r90z8esQ | Lenovo L13 Yoga-i5 | Left and took the laptop to UK | 10 | Amjad Abed Alfattah Mohammad Alqwasmi | Teacher of Islamic Studies | Seniors | BSBNB227 | r90z8eTL | Lenovo L13 Yoga-i5 |  | 10 | Santosh Devries |  | Infants | BSBNB357 | PW-03TFTJ | Lenovo L13 - Yoga 21B6-515R00 |  | 10 | Lucy Victoria Jones | Deputy Head, Middle School | Seniors | BSBNB310 | R90Z80v5 | Lenovo L13 Yoga-i7
11 | Daniel Steven Dryden | Teacher of KS2 | Juniors | BSBNB177 | r90Z8etg | Lenovo L13 Yoga-i5 |  | 11 | Andrew David Rogers | Teacher of Music | Seniors | BSBNB228 | r90z8eSn | Lenovo L13 Yoga-i5 |  | 11 | Emma Hall |  | Infants | BSBNB358 | PW-03TFT9 | Lenovo L13 - Yoga 21B6-515R00 |  | 11 | Lorna Drennan | ICT Juniors | Admin | BSBNB166 |  | Lenovo L13 Yoga-i7
12 | David John Smith | Teacher of KS2 & Maths CL Years 3 & 4 | Juniors | BSBNB178 | r90z8et0 | Lenovo L13 Yoga-i5 |  | 12 | Andrew Josephat Massawe | Teacher of Chemistry | Seniors | BSBNB229 | r90z8Etr | Lenovo L13 Yoga-i5 |  | 12 | Elizabeth Murray |  | Infants | BSBNB359 | PW-03TFTN | Lenovo L13 - Yoga 21B6-515R00 |  | 12 | Rana AlShowaikh | Arabic Infants School | Infants | BSBNB169 |  | Lenovo L13 Yoga-i7
13 | Sara Dawood | Teacher of KS2 | Juniors | BSBNB179 | r90z8ERv | Lenovo L13 Yoga-i5 |  | 13 | Philip Downey | Teacher in Junior School - A02 | Seniors | BSBNB230 | r90z8EQx | Lenovo L13 Yoga-i5 |  | 13 | Jessica Gray |  | Infants | BSBNB360 | PW-03TFTL | Lenovo L13 - Yoga 21B6-515R00 |  | 13 | Gahurn Webster | Finance Director | Admin | BSBNB300 | R90z80v6 | Lenovo L13 Yoga-i7
14 | Eman Salman Taqi Mohamed Salman | Part time Teacher of French | Juniors | BSBNB180 | r90z8ett | Lenovo L13 Yoga-i5 |  | 14 | Deepa Puri | Teacher of English | Seniors | BSBNB231 | r90z8esy | Lenovo L13 Yoga-i5 |  | 14 | Mamdouh N. (Regional Operations) |  | Admin | BSBNB361 | PW-03TFSP | Lenovo L13 - Yoga 21B6-515R00
15 | Craig Moore | Teacher of KS2 & Drama Curriculum Leader | Juniors | BSBNB181 | R90z8Eqz | Lenovo L13 Yoga-i5 |  | 15 | Rick Miles | Teacher of Geography & Head of Year 9 | Seniors | BSBNB232 | R90z8eS7 | Lenovo L13 Yoga-i5 |  | 15 | Hana Abualrous |  | Infants | BSBNB362 | PW-03TFTF | Lenovo L13 - Yoga 21B6-515R00
16 | Thuraya Bzazo | Teacher of Arabic | Juniors | BSBNB182 | r90z8er3 | Lenovo L13 Yoga-i5 |  | 16 | Tessa Bradwell | Teacher of Business & Economics and Head of Business & Economics | Seniors | BSBNB233 | R90z8ErR | Lenovo L13 Yoga-i5 |  | 16 | Nicole Holt |  | Infants | BSBNB363 | PW-03TFT6 | Lenovo L13 - Yoga 21B6-515R00
17 | Fatema Mansoor A.wahab Ahmed Abdulla Alnakal | Teacher of Arabic & Islamic | Juniors | BSBNB183 | r90Z8Etc | Lenovo L13 Yoga-i5 |  | 17 | Jeroum Broun | Head of Music and Teacher of Music | Seniors | BSBNB309 | R90z80TR | Lenovo L13 Yoga-i7 |  | 17 | Jack Jarvis |  | Seniors | BSBNB364 | PW-03TFSV | Lenovo L13 - Yoga 21B6-515R00
18 | Gemma Claire Penrose | Teacher of KS2 | Juniors | BSBNB184 | r90z8etk | Lenovo L13 Yoga-i5 |  | 18 | Christian Ball | Teacher of Computer Science & ICT | Seniors | BSBNB235 | r90z8eqm | Lenovo L13 Yoga-i5 |  | 18 | Racha Ashkar |  | Infants | BSBNB365 | PW-03TFTX | Lenovo L13 - Yoga 21B6-515R00
19 | Daniela Vargas | Teacher of Arabic | Juniors | BSBNB185 | r90z8eqe | Lenovo L13 Yoga-i5 |  | 19 | Colin Peter Kerr | Teacher of Physics & Assistant Head of Year 7 | Seniors | BSBNB236 | R90z8erh | Lenovo L13 Yoga-i5 |  | 19 | Kishen Parbat (Seniors) |  | Seniors | BSBNB366 | PW-03TFTW | Lenovo L13 - Yoga 21B6-515R00
20 | Howaida Ahmed Abdelhaleem Ibrahim | Teacher of Arabic | Juniors | BSBNB186 | r90Z8eT1 | Lenovo L13 Yoga-i5 |  | 20 | Magda ElBarbary | Teacher of Arabic | Seniors | BSBNB237 | r90z8er0 | Lenovo L13 Yoga-i5 |  | 20 | Christine Downey (Deputy Senior School, Pastoral) |  | Seniors | BSBNB367 | PW-03TFTR | Lenovo L13 - Yoga 21B6-515R00
21 | Humaira Jhetam | Teacher of KS2 | Juniors | BSBNB187 | r90z8etj | Lenovo L13 Yoga-i5 |  | 21 | David Howie | Teacher of Math | Seniors | BSBNB238 | r90Z8ESb | Lenovo L13 Yoga-i5 |  | 21 | Hamza (New Financial Director) |  | Admin | BSBNB368 | PW-03TFTT | Lenovo L13 - Yoga 21B6-515R00
22 | Ellen Sawyer (Resigned) now Katherine Pickering | Teacher of KS2 | Juniors | BSBNB286 | R90z8Etz | Lenovo L13 Yoga-i5 |  | 22 | Dr. Jasim Mohsen Ebrahim Yusuf Al Mahari | Teacher of Arabic and Islamic Studies | Seniors | BSBNB239 | R90Z8ES5 | Lenovo L13 Yoga-i5 | Resigned | 22 | Megan Flynn |  | Infants | BSBNB369 | PW-03TFT7 | Lenovo L13 - Yoga 21B6-515R00
23 | John Arthur Jarvis | Teacher of KS2 | Juniors | BSBNB189 | R90z8ET2 | Lenovo L13 Yoga-i5 |  | 23 | Kulsum Motara | Teacher of Science | Seniors | BSBNB240 | r90z8etm | Lenovo L13 Yoga-i5 |  | 23 | Dua Tarradah (Seniors) |  | Seniors | BSBNB370 | PW-03TFTV | Lenovo L13 - Yoga 21B6-515R00
24 | Noelle Djennadi | Teacher of KS2 | Juniors | BSBNB190 | r90z8eT6 | Lenovo L13 Yoga-i5 |  | 24 | John Mcdonnell | Teacher of Science | Seniors | BSBNB241 | r90z8etv | Lenovo L13 Yoga-i5 |  | 24 | Helen Clark (Seniors) |  | Seniors | BSBNB371 | PW-03TFT2 | Lenovo L13 - Yoga 21B6-515R00
25 | Katianne McElhaugh Pearson | Teacher of KS2 & PSHE Coordinator | Juniors | BSBNB191 | r90z8eSw | Lenovo L13 Yoga-i5 |  | 25 | Emily Mary McKee (Richard Crooks) Maternity Cover | Teacher of Art, Assistant Head of Year 10 & 11, Acting Head of Art Department | Seniors | BSBNB242 | r90z8eq8 | Lenovo L13 Yoga-i5 |  | 25 | Manar (Seniors) |  | Infants | BSBNB372 | PW-03TFTA | Lenovo L13 - Yoga 21B6-515R00 | Ahmed Ali (Senior - Arabic Teacher) - previous owner
26 | Laura Anne Rogers | Teacher of KS2 & English HOD Year 5 & 6 | Juniors | BSBNB192 | R90Z8ETf | Lenovo L13 Yoga-i5 |  | 26 | Firosa Mustak Yunus | Teacher of Math, GT & STEM Coordinator | Seniors | BSBNB243 | r90z8est | Lenovo L13 Yoga-i5 |  | 26 | Jennifer Heaton |  | Infants | BSBNB373 | PW-03TFTS | Lenovo L13 - Yoga 21B6-515R00
27 | Laura Louise Sullivan | Teacher of KS2 | Juniors | BSBNB193 | r90z8EQH | Lenovo L13 Yoga-i5 |  | 27 | Maurice Athen Elvie | Teacher of Maths | Seniors | BSBNB244 | R90z8EsK | Lenovo L13 Yoga-i5 | Ran away with laptop 1/1/2024 | 27 | Meadhbh Linden |  | Infants | BSBNB374 | PW-03TFSX | Lenovo L13 - Yoga 21B6-515R00
28 | Lisa Jayne Assali | Teacher of KS2, Humanities & RE HoD Year 5 & 6 | Juniors | BSBNB194 | r90Z8eRb | Lenovo L13 Yoga-i5 |  | 28 | Gail Louise Knappett | Teacher of Drama & Head of Drama | Seniors | BSBNB245 | r90Z8EsC | Lenovo L13 Yoga-i5 |  | 28 | James Philips (Seniors) |  | Seniors | BSBNB375 | PW-03TFTD | Lenovo L13 - Yoga 21B6-515R00
29 | Lorna Anne Milligan | Teacher of KS2, Head of Year 5 & Learning Technologies CL | Juniors | BSBNB166 |  | Lenovo L13 Yoga-i7 |  | 29 | Sachi Kitabatake | Teacher of Music | Seniors | BSBNB246 | r90z8EtY | Lenovo L13 Yoga-i5 | Returned 26-6-2023 | 29 | Christian Ihegboro (Seniors) |  | Seniors | BSBNB376 | PW-03TFSS | Lenovo L13 - Yoga 21B6-515R00
30 | Owen Williams | Teacher of PE (Junior School) | Juniors | BSBNB195 | R90z8EQa | Lenovo L13 Yoga-i5 |  | 30 | Adrian Evans | Teacher of Science | Seniors | BSBNB247 | r90z8Erz | Lenovo L13 Yoga-i5 |  | 30 | Nathasha Leroux (Seniors) |  | Seniors | BSBNB377 | PW-03TFT1 | Lenovo L13 - Yoga 21B6-515R00
31 | Martin Drennan | KS2 Teacher & Maths CL Y5/6 | Juniors | BSBNB196 | r90Z8eqJ | Lenovo L13 Yoga-i5 |  | 31 | Ibrahim Yunus | Teacher of English | Seniors | BSBNB248 | R90z8EtB | Lenovo L13 Yoga-i5 |  | 31 | Gareth Pinches (Seniors) |  | Seniors | BSBNB378 | PW-03TFTC | Lenovo L13 - Yoga 21B6-515R00
32 | Matthew Wain | Teacher of KS2 | Juniors | BSBNB197 | R90Z8eTw | Lenovo L13 Yoga-i5 |  | 32 | Irene Wangechi Gitonga | Teacher of English | Seniors | BSBNB249 | r90Z8ERy | Lenovo L13 Yoga-i5 |  | 32 | Marlene George |  | Infants | BSBNB379 | PW-03TFTQ | Lenovo L13 - Yoga 21B6-515R00
33 | Razia Welland | Teacher of Art & Art CL Years 3 & 4 | Juniors | BSBNB198 | r90Z8es6 | Lenovo L13 Yoga-i5 |  | 33 | Jannine Elizabeth Margaret Gammond Metwally | Head of English & Teacher of English | Seniors | BSBNB250 | r90z8erx | Lenovo L13 Yoga-i5 | Send to Ajith - Received 01/17/22 - repair | 33 | Megan Clarke |  | Infants | BSBNB380 | PW-03TFSQ | Lenovo L13 - Yoga 21B6-515R00
34 | Gianna Wood | Teacher of KS2 | Juniors | BSBNB27 | r90z8eTe | Lenovo L13 Yoga-i5 | Returned 26-06-22 | 34 | John Martin Holmes | Teacher of Public Speaking | Seniors | BSBNB251 | r90z8Ers | Lenovo L13 Yoga-i5 |  | 34 | Laila Almoosawi |  | Infants | BSBNB381 | PW-03TFT0 | Lenovo L13 - Yoga 21B6-515R00
35 | Natalie Graham | Teacher of KS2 | Juniors | BSBNB201 | r90Z8eq4 | Lenovo L13 Yoga-i5 |  | 35 | Grace Gardner | Teacher of Maths | Seniors | BSBNB199 | r90Z8erk | Lenovo L13 Yoga-i5 |  | 35 | Siobhan Warner |  | Infants | BSBNB382 | PW-03TFTZ | Lenovo L13 - Yoga 21B6-515R00
36 | Hannah Winstanley | Teacher of KS2 | Juniors | BSBNB202 | r90Z8ErQ | Lenovo L13 Yoga-i5 |  | 36 | Julie Mary Emery (Sky) | Teacher of Math | Seniors | BSBNB254 | r90Z8EQC | Lenovo L13 Yoga-i5 |  | 36 | Sarah Biard |  | Infants | BSBNB383 | PW-03TFTG | Lenovo L13 - Yoga 21B6-515R00
37 | Paul John Travers | Teacher of KS2 & Head of Science Year 5 & 6 | Juniors | BSBNB203 | R90z8eTH | Lenovo L13 Yoga-i5 |  | 37 | Adam Savvedes - Law | Teacher of Business and Economics & Asst.Head of 6th form | Seniors | BSBNB255 | R90z8eS9 | Lenovo L13 Yoga-i5 |  | 37 | Zainab Dashti |  | Infants | BSBNB384 | PW-03TFTP | Lenovo L13 - Yoga 21B6-515R00
38 | Peter Michael Ort | Teacher of KS2 & Learning Enrichment Coordinator | Juniors | BSBNB204 | R90z8EQ7 | Lenovo L13 Yoga-i5 |  | 38 | Kulsum Motara (Maternity Leave) Now Gavin Cuthbertson | Teacher of Biology & Head of Biology | Seniors | BSBNB256 | r90Z8eq9 | Lenovo L13 Yoga-i5 |  | 38 | Jelena Pavlovic |  | Infants | BSBNB385 | PW-03TFT8 | Lenovo L13 - Yoga 21B6-515R00
39 | Qadreya Abbas Ebrahim Mohamed Saleh | Teacher of EAL & Arabic | Juniors | BSBNB205 | r90z8ET3 | Lenovo L13 Yoga-i5 |  | 39 | Kyle Robert Warner | Teacher of Science | Seniors | BSBNB257 | r90z8esp | Lenovo L13 Yoga-i5 |  | 39 | Michael Hadwin |  | Infants | BSBNB386 | PW-03TFTE | Lenovo L13 - Yoga 21B6-515R00
40 | Abdalla Afify | Head of Operations | Admin | BSBNB301 | R90z80v0 | Lenovo L13 Yoga-i7 |  | 40 | Laetitia-Anne Menhinick | Teacher of MFL, Learning Support Coordinator & Head of MFL | Seniors | BSBNB258 | r90Z8Et7 | Lenovo L13 Yoga-i5 |  | 40 | Sarah Hayes |  | Infants | BSBNB387 | PW-03TFTM | Lenovo L13 - Yoga 21B6-515R00
41 | Samantha Jane Moore | Teacher of KS2 & English CL Years 3 & 4 | Juniors | BSBNB206 | r90z8EQt | Lenovo L13 Yoga-i5 | Broken on the side of the charger.Checked on January 06,2022 by Joerry | 41 | Lucy Karen Gorick | Teacher of Math and KS3 Assistant HoD | Seniors | BSBNB259 | r90Z8es0 | Lenovo L13 Yoga-i5 |  | 41 | James Cross (Seniors) |  | Seniors | BSBNB388 | PW-03TFT5 | Lenovo L13 - Yoga 21B6-515R00
42 | Hannah Ings | Teacher of French | Juniors | BSBNB262 | r90z8EsG | Lenovo L13 Yoga-i5 |  | 42 | Magdi Zaghloul Awad Attia | Teacher of Arabic | Seniors | BSBNB260 | r90z8Erw | Lenovo L13 Yoga-i5 |  | 42 | Jonathan Kellet (Seniors) |  | Seniors | BSBNB389 | PW-03TFT4 | Lenovo L13 - Yoga 21B6-515R00
43 | Sana Mansour Ep Mzoughi | Teacher of Arabic and Head of Arabic | Juniors | BSBNB208 | r90z8ERg | Lenovo L13 Yoga-i5 |  | 43 | Mahmoud Alhadi Mzoughi | Teacher of Arabic & Head of Arabic | Seniors | BSBNB261 | r90Z8Etq | Lenovo L13 Yoga-i5 |  | 43 | Sarah Dawood |  | Infants | BSBNB299 | r90z8er0 | Lenovo L13 Yoga-i5 | She was having BSBNB179 before 21/10/24
44 | Sharika Monique Lawrence | Teacher of KS2 & Assistant Head of Year 4 | Juniors | BSBNB211 | r90Z8EQF | Lenovo L13 Yoga-i5 | To Decommisioned ( Damage Motherboard) | 44 | Martin Prinsloo | Teacher of Maths & Head of Maths | Seniors | BSBNB264 | r90z8etp | Lenovo L13 Yoga-i5 |  | 44 | Michael McCarthy |  | Infants | BSBNB391 | PW-03TFTY | Lenovo L13 - Yoga 21B6-515R00
45 | Solana Badassy | Teacher of KS2 & Head of Year 3 | Juniors | BSBNB212 | r90z8ESX | Lenovo L13 Yoga-i5 |  | 45 | Martina Erica Ahern | Teacher of Business Studies | Seniors | BSBNB265 | R90z8ern | Lenovo L13 Yoga-i5 |  | 45 | Nathalie Young |  | Infants | BSBNB392 | PW-03TFV1 | Lenovo L13 - Yoga 21B6-515R00
46 | Steven Kenneth Graham | Teacher of KS2 & Assistant Head of Year 3 | Juniors | BSBNB213 | r90Z8eQ6 | Lenovo L13 Yoga-i5 |  | 46 | Martine Anna Timmer-Arends | Teacher of Humanities & Head of Humanities | Seniors | BSBNB266 | r90Z8eQl | Lenovo L13 Yoga-i5 |  | 46 | Haifa Mayouh |  | Infants | BSBNB410 | N5NXNZ00738422D | Asustek ExpertBook B5402FE
47 | Sughra Abdulla Mohamed Abdulla Ebrahim | Teacher of KS2 | Juniors | BSBNB214 | r90Z8Eqy | Lenovo L13 Yoga-i5 |  | 47 | Matthew Richards | Teacher of English | Seniors | BSBNB267 | r90z8eqb | Lenovo L13 Yoga-i5 |  | 47 |  |  | Infants | BSBNB411 | N5NXNZ006421225 | Asustek ExpertBook B5402FE
48 | Therese Zelia Cosgrave | Teacher of KS2 | Juniors | BSBNB215 | r90Z8ET5 | Lenovo L13 Yoga-i5 |  | 48 | Mohanned Mohammed Al-Jourani | Teacher of ICT & Computing & BTEC Quality Nominee | Seniors | BSBNB268 | R90Z8Et9 | Lenovo L13 Yoga-i5 |  | 48 | Mridula Vijayan |  | Admin | BSBNB412 | N5NXNZ006479227 | Asustek ExpertBook B5402FE
49 | Shanaz Mukhtar | Teacher of Arabic | Juniors | BSBNB216 | r90z8ESJ | Lenovo L13 Yoga-i5 |  | 49 | Naomi Jane Gay | Teacher of PE and Head of Year 9 | Seniors | BSBNB269 | R90Z8EQk | Lenovo L13 Yoga-i5 |  | 49 | Mahesh Maniyeri |  | Admin | BSBNB413/BSBNB449 | N5NXNZ006416222 | Asustek ExpertBook B5402FE
50 | Verity Rose Ball | Teacher of KS2 | Juniors | BSBNB217 | R90Z8eQ3 | Lenovo L13 Yoga-i5 |  | 50 | Sheik Mohammad Irfan Ramjan | Teacher of Maths | Seniors | BSBNB270 | r90z8ev0 | Lenovo L13 Yoga-i5 |  | 50 |  |  |  | BSBNB414 | N5NXNZ00643122B | Asustek ExpertBook B5402FE
51 | Elizabeth Egan | Teacher of Music, Music Curriculum Leader and Peripatetic Music Coordinator | Juniors | BSBNB218 | r90Z8es4 | Lenovo L13 Yoga-i5 |  | 51 | Nicholas Paul Belcher | Teacher of SEN, SEN Coordinator & Cover Coordinator | Seniors | BSBNB299 | r90Z80TQ | Lenovo L13 Yoga-i7 |  | 51 |  |  |  | BSBNB415 | N5NXNZ006410220 | Asustek ExpertBook B5402FE
52 | Amal Anwer | Teacher of Arabic | Juniors | BSBNB273 | r90Z8eqd | Lenovo L13 Yoga-i5 |  | 52 | Matthew Gibson | Teacher of PE & PSHE / House Coordinator | Seniors | BSBNB271 | r90z8Eqr | Lenovo L13 Yoga-i5 |  | 52 |  |  |  | BSBNB416 | N5NXNZ006609222 | Asustek ExpertBook B5402FE
53 | Anna Costas | Teacher of KS2 | Juniors | BSBNB394 | PW01M1S8 | Lenovo L13 Yoga-i5 |  | 53 | Nora Mnini | Teacher of Science | Seniors | BSBNB272 | R90z8Ere | Lenovo L13 Yoga-i5 |  | 53 |  |  |  | BSBNB417 | N5NXNZ006638228 | Asustek ExpertBook B5402FE
54 | Nathalie Kasper | Teacher of KS2 | Juniors | BSBNB395 | PW01M1S7 | Lenovo L13 Yoga-i5 |  | 54 | Mandy Mulane | Teacher of Public Speaking / Drama | Seniors | BSBNB274 | R90Z8Erf | Lenovo L13 Yoga-i5 |  | 54 |  |  |  | BSBNB418 | N5NXNZ006445227 | Asustek ExpertBook B5402FE
55 | Sandra Moore | Teacher of KS2 | Juniors | BSBNB396 | PW01M1S3 | Lenovo L13 Yoga-i5 | Pen missing | 55 | Sophie Jackson | Director of Art | Seniors | BSBNB275 | r90z8es8 | Lenovo L13 Yoga-i5 |  | 55 |  |  |  | BSBNB419 | N5NXNZ00656122F | Asustek ExpertBook B5402FE
[8 empty] | 56 | Safiyyah Abbas Fadia | Teacher of English | Seniors | BSBNB276 | r90z8etd | Lenovo L13 Yoga-i5 |  | 56 |  |  |  | BSBNB420 | N5NXNZ00642922C | Asustek ExpertBook B5402FE
[8 empty] | 57 | Thomas Week- Barnitt | Head of Year 13 & Head of University Counselling | Seniors | BSBNB277 | r90z8ETs | Lenovo L13 Yoga-i5 |  | 57 |  |  |  | BSBNB421 | N5NXNZ006425223 | Asustek ExpertBook B5402FE
[8 empty] | 58 | Sarah Margaret Watson | Teacher of MFL | Seniors | BSBNB278 | r90z8eSr | Lenovo L13 Yoga-i5 |  | 58 |  |  |  | BSBNB422 | N5NXNZ00655922D | Asustek ExpertBook B5402FE
[8 empty] | 59 | Mohamed Jassim ( Previously Sawsan) | Teacher of Arabic | Seniors | BSBNB279 | r90z8ErA | Lenovo L13 Yoga-i5 |  | 59 |  |  |  | BSBNB423 | N5NXNZ006599225 | Asustek ExpertBook B5402FE
[8 empty] | 60 | Scott Marco Calveri | Teacher of MFL and Assistant Head of Year 9 | Seniors | BSBNB280 | r90z8et8 | Lenovo L13 Yoga-i5 |  | 60 |  |  |  | BSBNB424 | N5NXNZ006440223 | Asustek ExpertBook B5402FE
[8 empty] | 61 | Semone Antonnette Beecher-Sheppy | Teacher of English and Head of Year 10 | Seniors | BSBNB281 | r90z8esa | Lenovo L13 Yoga-i5 |  | 61 |  |  |  | BSBNB425 | N5NXNZ006623222 | Asustek ExpertBook B5402FE
[8 empty] | 62 | Manal Awad | Teacher of Arabic and Islamic Studies | Seniors | BSBNB282 | R90z8erp | Lenovo L13 Yoga-i5 |  | 62 |  |  |  | BSBNB426 | N5NXNZ006433228 | Asustek ExpertBook B5402FE
[8 empty] | 63 | Benedict Poole | Teacher of Mathematics | Seniors | BSBNB283 | r90z8ERJ | Lenovo L13 Yoga-i5 |  | 63 |  |  |  | BSBNB427 | N5NXNZ00644322B | Asustek ExpertBook B5402FE
[8 empty] | 64 | Mohamed Omar | Teacher of English & Head of Year 8 | Seniors | BSBNB284 | r90Z8Eqv | Lenovo L13 Yoga-i5 |  | 64 |  |  |  | BSBNB428 | N5NXNZ00660722G | Asustek ExpertBook B5402FE
[8 empty] | 65 | Dr. Andrew Valdimirou | Teacher of History (Part Time) | Seniors | BSBNB311 | r90z8ESv | Lenovo L13 Yoga-i5 |  | 65 |  |  |  | BSBNB429 | N5NXNZ00659022C | Asustek ExpertBook B5402FE
[8 empty] | 66 | Scott McBirnie | Lead Teacher of Music | Seniors | BSBNB209 | r90z8Er7 | Lenovo L13 Yoga-i5 |  | 66 |  |  |  | BSBNB430 | N5NXNZ00660122D | Asustek ExpertBook B5402FE
[8 empty] | 67 | Naville Hanson | Teacher of Science | Seniors | BSBNB287 | R90z8ESF | Lenovo L13 Yoga-i5 |  | 67 |  |  |  | BSBNB431 | N5NXNZ00659422G | Asustek ExpertBook B5402FE
[8 empty] | 68 | Toni Louise Reid | Head of Food Technology | Seniors | BSBNB288 | r90Z8eR6 | Lenovo L13 Yoga-i5 |  | 68 |  |  |  | BSBNB432 | N5NXNZ006583228 | Asustek ExpertBook B5402FE
[8 empty] | 69 | Vanessa Ann Williams | Teacher of English & Head of Year 12 | Seniors | BSBNB289 | r90z8esM | Lenovo L13 Yoga-i5 |  | 69 |  |  |  | BSBNB433 | N5NXNZ006417228 | Asustek ExpertBook B5402FE
[8 empty] | 70 | Vikki Hughes-Swick | Teacher of English & Assistant Head of English | Seniors | BSBNB290 | r90z8eqw | Lenovo L13 Yoga-i5 |  | 70 |  |  |  | BSBNB434 | N5NXNZ00658422A | Asustek ExpertBook B5402FE
[8 empty] | 71 | Yasin Motara | Teacher of Math & Head of KS4 Math | Seniors | BSBNB291 | R90Z8ESZ | Lenovo L13 Yoga-i5 |  | 71 |  |  |  | BSBNB435 | N5NXNZ00644322B | Asustek ExpertBook B5402FE
[8 empty] | 72 | Mohammed Chowdury | Teacher of Engineering | Seniors | BSBNB239 | r90z8esE | Lenovo L13 Yoga-i5 |  | 72 |  |  |  | BSBNB436 | N5NXNZ00660722G | Asustek ExpertBook B5402FE
[8 empty] | 73 | Zenab Ahmed Ibrahim Ashour | Teacher of Arabic | Seniors | BSBNB293 | R90z8Esh | Lenovo L13 Yoga-i5 |  | 73 |  |  |  | BSBNB437 | N5NXNZ00659022C | Asustek ExpertBook B5402FE
[8 empty] | 74 | Kashif Sattar | Teacher of Religion, Head of Religion & Assistant Head of Year 7 | Seniors | BSBNB294 | r90z8ER5 | Lenovo L13 Yoga-i5 | Left and did not return the laptop | 74 |  |  |  | BSBNB438 | N5NXNZ006580224 | Asustek ExpertBook B5402FE
[8 empty] | 75 | Maryam Rashid | Guidance Chancellor | Seniors | BSBNB311 | R90z80tt | Lenovo L13 Yoga-i7 |  | 75 |  |  |  | BSBNB439 | N5NXNZ006415226 | Asustek ExpertBook B5402FE
[8 empty] | 76 | Wasim Jawed | Teacher | Seniors | BSBNB234 | R90z8ERC | Lenovo L13 Yoga-i5 | Decomission (Board) | 76 |  |  |  | BSBNB440 | N5NXNZ006565226 | Asustek ExpertBook B5402FE
[8 empty] | 77 | Saniya Kakkar | Teacher of Psychology and Asst. Head of Sixth Form | Seniors | BSBNB295 | r90Z8EqN | Lenovo L13 Yoga-i5 |  | 77 |  |  |  | BSBNB441 | N5NXNZ00659622A | Asustek ExpertBook B5402FE
[8 empty] | 78 | Maxine Mcgonagle | Teacher of Physics | Seniors | BSBNB171 | r90z8ERD | Lenovo L13 Yoga-i5 |  | 78 |  |  |  | BSBNB442 | N5NXNZ006570226 | Asustek ExpertBook B5402FE
[8 empty] | 79 | Kathryn Weilly - (David Hart resigned 12/15/22) (Zoli - resigned) | Teacher of English | Seniors | BSBNB225 | R90Z8eQs | Lenovo L13 Yoga-i5 |  | 79 |  |  |  | BSBNB443 | N5NXNZ006566220 | Asustek ExpertBook B5402FE
[8 empty] | 80 | Eman Hasan Ismael | Teacher of Citizenship | Seniors | BSBNB207 | r90Z8er4 | Lenovo L13 Yoga-i5 |  | 80 |  |  |  | BSBNB444 | N5NXNZ006647226 | Asustek ExpertBook B5402FE
[8 empty] | 81 | William Trodd - Supply | Teacher of Geography | Seniors | BSBNB263 | R90z8eRT | Lenovo L13 Yoga-i5 |  | 81 |  |  |  | BSBNB445 | N5NXNZ006507226 | Asustek ExpertBook B5402FE
[8 empty] | 82 | Zainab Ali | Teacher in Junior School - Arabic | Juniors | BSBNB252 | R90z8eRT | Lenovo L13 Yoga-i5 |  | 82 |  |  |  | BSBNB446 | N5NXNZ006475229 | Asustek ExpertBook B5402FE
[16 empty] | 83 |  |  |  | BSBNB447 | N5NXNZ00661022G | Asustek ExpertBook B5402FE
[16 empty] | 84 |  |  |  | BSBNB448 | N5NXNZ006624227 | Asustek ExpertBook B5402FE
[10 empty] | 0 | [5 empty] | 85 | Muna Al Sada |  | Infants | BSBNB390 | PW-03TFT3 | Lenovo L13 - Yoga 21B6-515R00

## Cameras
2023-12-27
|  | BSB Cameras | 38
CN | Asset Tag | Brand | Model | Class/Office | Floor | Building
1 |  | Logitech 4k | Logitech MeetUP | Board Room | Ground Floor | Admin
2 |  | Canon |  | Marketing | 1st floor | Admin
3 | BSBDC001 | SONY | DSC - W830 | Marketing | 1st floor | Admin
4 | BSBDC002 | SONY | DSC - W800 | Infants | 1st floor | Admin
5 | BSBDC003 | SONY | DSC - W800 | Infants | 1st floor | Admin
6 | BSBDC004 | SONY | DSC - W800 | Infants | 1st floor | Admin
7 | BSBDC005 | SONY | DSC - W800 | Infants | 1st floor | Admin
8 | BSBDC006 | SONY | DSC - W800 | Infants | 1st floor | Admin
9 | BSBDC007 | SONY | DSC - W800 | Infants | 1st floor | Admin
10 | BSBDC008 | Canon | EOS 200D/SN: 543976918055 | IT | 1st floor | 1st floor
11 | BSBDC009 | Canon | EOS M50 | Marketing/Elements | 1st floor | Admin
12 | BSBDC010 | Canon | EOS M50 | Marketing/Elements | 1st floor | Admin
13 | BSBDC011 | Canon | EOS M50 | Marketing/Elements | 1st floor | Admin
14 | BSBDC012 | CANON | EOS R50 - 80370024802 | Jonathan Kellet | PE | Seniors
15 | BSBDC013 | CANON | EOS R50 - 80370023576 | Seniors - Karen Tennant | 1st Floor | Seniors
16 | BSBDC014 | CANON | EOS R50 - 20370004318 | Seniors - Karen Tennant | 1st Floor | Seniors
17 | BSBDC015 | CANON | EOS R50 - 20370013425 | Seniors - Karen Tennant | 1st Floor | Seniors
18 | BSBDC016 | CANON | EOS R50 - 80370023625 | Seniors - Karen Tennant | 1st Floor | Seniors
19 | BSBDC017 | CANON | EOS R50 - 80370024801 | Seniors - Karen Tennant | 1st Floor | Seniors
20 | BSBDC018 | CANON | EOS R50 - 80370025817 | Seniors - Karen Tennant | 1st Floor | Seniors
21 | BSBDC019 | CANON | EOS R50 - 80370023616 | Seniors - Karen Tennant | 1st Floor | Seniors
22 | BSBDC020 | CANON | EOS R50 - 80370027437 | Seniors - Karen Tennant | Adam Guzy - Science Department | Seniors - Science
23 | BSBDC021 | CANON | EOS R50 - 80370025014 | Seniors - Karen Tennant | 1st Floor | Seniors
24 | BSBDC022 | CANON | EOS R50 - 80370023587 | Seniors - Karen Tennant | Gail Knappet - Drama | Seniors
25 | BSBDC023 | CANON | EOS R50 - 80370023598 | Seniors - Karen Tennant | Toni Reid - Food Technology | Seniors
26 | BSBDC024 | CANON | EOS R50 - 80370025818 | Seniors - Karen Tennant | 1st Floor | Seniors
27 | BSBDC025 | CANON | EOS R50 - 80370026830 | Seniors - Karen Tennant | 1st Floor | Seniors
28 | BSBDC026 | CANON | EOS R50 - 20370013510
29 | BSBDC027 | CANON | EOS R50 - 20370004317
30 | BSBDC028 | Logitech 4k | Logitech MeetUP | IT
31 | BSBDC029 | Logitech 4k | Logitech MeetUP | IT Spare | Server Room
32 | BSBDC030 | Logitech | StreamCam | IT
33 | BSBDC031 | CANON | EOS R50 - 80370024956 | Seniors - Karen Tennant | 1st Floor | Seniors
34 | BSBDC032 | Nikon | DX 16-50 Z30 SN: 7802308- 20238884 | B- Storage | B- Storage | Seniors
35 | BSBDC033 | Nikon | DX 16-50 Z30 SN: 7802222- 20238949 | B- Storage | B- Storage | Seniors
36 | BSBDC034 | Nikon | DX 16-50 Z30 SN: 7801196- 20217956 | B- Storage | B- Storage | Seniors
37 | BSBDC035 | Nikon | DX 16-50 Z30 SN: 7802244-20238885 | B- Storage | B- Storage | Seniors
38 | BSBDC035 | Nikon | DX 16-50 Z30 SN: 7801371-20219382 | B- Storage | B- Storage | Seniors

## Smartboards
|  | BSB Smartboard | 63 | Warranty : 2 years
CN | ASSET TAG | Brand | S/N | Model | Class/Office | Activation Key | Building
1 | BSBSB001 | PROMETHEAN | 75W26-LAHCAN9160130 | AP7-U75-02 | Buzzyy bee | 0016-8832-8314-9472-7246 | Infants
2 | BSBSB002 | PROMETHEAN | 75W26-LBHCAN6240100 | AP7-U75-02 | N3 | 0016-1606-7642-6945-8348 | Infants
3 | BSBSB003 | PROMETHEAN | 75W26-LBHCAN6240101 | AP7-U75-02 | EYFS(music room) | 0016-9797-2125-2327-2823 | Infants
4 | BSBSB004 | PROMETHEAN | 75W26-LBHCAN6240102 | AP7-U75-02 | R2 | 0016-4326-8366-4049-3683 | Infants
5 | BSBSB005 | PROMETHEAN | 75W26-LAHCAN9160291 | AP7-U75-02 | N2 | 0016-1474-6867-5483-7342 | Infants
6 | BSBSB006 | PROMETHEAN | 75W26-LBHCAN6240017 | AP7-U75-02 | N1 | 0016-5300-2787-6487-7187 | Infants
7 | BSBSB007 | PROMETHEAN | 75W26-L9HCAN0120121 | AP7-U75-02 | R1 | 0016-9653-1051-1397-1614 | Infants
8 | BSBSB008 | PROMETHEAN | 75W26-LAHCAN9160293 | AP7-U75-02 | 1.6 | 0016-5663-3663-7960-8306 | Infants
9 | BSBSB009 | PROMETHEAN | 75W26-LBHCAN6240104 | AP7-U75-02 | 1.5 | 0016-7047-8102-1154-6140 | Infants
10 | BSBSB010 | PROMETHEAN | 75W26-LAHCAN9160290 | AP7-U75-02 | R5 | 0016-6945-0715-3760-6751 | Infants
11 | BSBSB011 | PROMETHEAN | 75W26-LAHCAN9160289 | AP7-U75-02 | Opposite R5 | 0016-3442-5471-2038-8823 | Infants
12 | BSBSB012 | PROMETHEAN | 75W26-LAHCAN9160337 | AP7-U75-02 | R3 | 0016-9898-9272-0070 | Infants
13 | BSBSB013 | PROMETHEAN | 75W26-LAHCAN9160292 | AP7-U75-02 | R4 | 0016-6445-0140-3604-6585 | Infants
14 | BSBSB014 | PROMETHEAN | 75W26-LAHCAN6230081 | AP7-U75-02 | Senco | 0016-4056-4154-9197-8111 | Infants
15 | BSBSB015 | PROMETHEAN | 75W26-LAHCAN6230037 | AP7-U75-02 | Opposite EYFS room | 0016-8795-6681-7885-5486 | Infants
16 | BSBSB016 | PROMETHEAN | 75W26-LAHCAN6230006 | AP7-U75-02 | EYFS room | 0016-4001-2255-7254-6256 | Infants
17 | BSBSB017 | PROMETHEAN | 75W26-LAHCAN9160331 | AP7-U75-02 | Performing arts room | 00164956-1202-6245-5258 | Infants
18 | BSBSB018 | PROMETHEAN | 75W26-LAHCAN9160273 | AP7-U75-02 | Music room | 0016-9285-8205-8010-8481 | Infants
19 | BSBSB019 | PROMETHEAN | 75W26-LAHCAN6230051 | AP7-U75-02 | Next to 2.9 | 0016-5486-3788-7392-8275 | Infants
20 | BSBSB020 | PROMETHEAN | 75W26-L9HCAN0120123 | AP7-U75-02 | 2.9 | 0016-7685-2538-4843-0224 | Infants
21 | BSBSB021 | PROMETHEAN | 75W26-LAHCAN6230032 | AP7-U75-02 | Opposite 2.9 | 0016-3853-7712-4858-1665 | Infants
22 | BSBSB022 | PROMETHEAN | 75W26-LAHCAN6230050 | AP7-U75-02 | 2.8 | 0016-8236-7703-8566-6030 | Infants
23 | BSBSB023 | PROMETHEAN | 75W26-LBHCAN6240103 | AP7-U75-02 | ISLT room | 0016-3544-2040-8405-5584 | Infants
24 | BSBSB024 | PROMETHEAN | 75W26-LAHCAN9160129 | AP7-U75-02 | Arabic room(right of nurse room) | 0016-9615-5722-5116-5437 | Infants
25 | BSBSB025 | PROMETHEAN | 75W26-LAHCAN9160265 | AP7-U75-02 | Arabic room(left of nurse room) | 0016-1622-8501-7878-0223 | Infants
26 | BSBSB026 | PROMETHEAN | 75W26-LBHCAN6240011 | AP7-U75-02 | Arabic room(Sara Dawood's class) | 0016-3578-3273-9694-6752 | Infants
27 | BSBSB027 | PROMETHEAN | 75W26-LAHCAN9160263 | AP7-U75-02 | Arabic room(Muna Alsada) | 0016-7033-4433-1533 | Infants
28 | BSBSB028 | PROMETHEAN | 75W26-LBHCAN6240018 | AP7-U75-02 | 1.3 | 0016-8803-7103-8209-6006 | Infants
29 | BSBSB029 | PROMETHEAN | 75W26-LBHCAN6240019 | AP7-U75-02 | 1.4 | 0016-8020-2521-3591-1541 | Infants
30 | BSBSB030 | PROMETHEAN | 75W26-LBHCAN6240021 | AP7-U75-02 | 1.2 | 0016-1767-1447-9670-2215 | Infants
31 | BSBSB031 | PROMETHEAN | 75W26-LBHCAN6240020 | AP7-U75-02 | 1.1 | 0016-2549-7854-5314-0404 | Infants
32 | BSBSB032 | PROMETHEAN | 75W26-LAHCAN6230118 | AP7-U75-02 | 2.1 | 0016-6011-2433-5422-8444 | Infants
33 | BSBSB033 | PROMETHEAN | 75W26-LAHCAN6230120 | AP7-U75-02 | 2.2 | 0016-1598-7228-6620-8727 | Infants
34 | BSBSB034 | PROMETHEAN | 75W26-LAHCAN9160131 | AP7-U75-02 | Learning Support room | 0016-3362-5583-2221-8855 | Infants
35 | BSBSB035 | PROMETHEAN | 75W26-LAHCAN9160330 | AP7-U75-02 | Learning support next to infants ict | 0016-8959-7173-8123-6133 | Infants
36 | BSBSB036 | PROMETHEAN | 75W26-LAHCAN9160264 | AP7-U75-02 | 1.7 | 0016-7093-4150-6156-2153 | Infants
37 | BSBSB037 | PROMETHEAN | 75W26-LAHCAN6230119 | AP7-U75-02 | 2.5 | 0016-2380-4555-2265-6845 | Infants
38 | BSBSB038 | PROMETHEAN | 75W26-LAHCAN9160126 | AP7-U75-02 | 2.7 | 0016-3391-0581-6289-3882 | Infants
39 | BSBSB039 | PROMETHEAN | 75W26-L9HCAN0120122 | AP7-U75-02 | 2.6 | 0016-4182-7212-3120-2304 | Infants
40 | BSBSB040 | PROMETHEAN | 75W26-LAHCAN9160128 | AP7-U75-02 | Infants ict | 0016-6112-0416-3394-6528 | Infants
41 | BSBSB041 | PROMETHEAN | 75W26-LAHCAN9160266 | AP7-U75-02 | 2.3 | 0016-9814-3174-3260-3088 | Infants
42 | BSBSB042 | PROMETHEAN | 75W26-LAHCAN6230117 | AP7-U75-02 | 2.4 | 0016-7851-7467-9516-5328 | Infants
43 | BSBSB043 | PROMETHEAN | 75W26-LAHCAN9160261 | AP7-U75-02 | MPH STORE ROOM |  | Spare
44 | BSBSB044 | PROMETHEAN | 75W26-L9HCAN0120158 | AP7-U75-02 | C24 | 0016-1724-1333-9518-2157 | Seniors
45 | BSBSB045 | PROMETHEAN | 75W26-LAHCAN6230055 | AP7-U75-02 | MPH STORE ROOM |  | Spare
46 | BSBSB046 | PROMETHEAN | 75W26-LAHCAN9160262 | AP7-U75-02 | C15 | 0016-7592-4814-6312-2416 | Seniors
47 | BSBSB047 | PROMETHEAN | 9A653M730K20390018 | AP7E-U65-NA-1 | A22 | 0016-3738-3676-9847-6415 | Juniors
48 | BSBSB048 | PROMETHEAN | 9A653M730K20390101 | AP7E-U65-NA-1 | A21 | 0016-1660-1760-9100-2430 | Juniors
49 | BSBSB049 | PROMETHEAN | 9A653M730K20390102 | AP7E-U65-NA-1 | A26 | 0016-3911-4154-1143-7165 | Juniors
50 | BSBSB050 | PROMETHEAN | 9A653M730K20390103 | AP7E-U65-NA-1 | C20 | 0016-8354-3368-4014-2623 | Seniors
51 | BSBSB051 | PROMETHEAN | 9A653M730K20390104 | AP7E-U65-NA-1 | C18 | 0016-4851-6152-2291-1013 | Seniors
52 | BSBSB052 | PROMETHEAN | 9A653M730K20390107 | AP7E-U65-NA-1 | A19 | 0016-7102-1401-3308-8503 | Juniors
53 | BSBSB053 | PROMETHEAN | 9A653M730K20390052 | AP7E-U65-NA-1 | A25 | 0016-6459-3411-6951-0861 | Juniors
54 | BSBSB054 | PROMETHEAN | 9A653M730K20390053 | AP7E-U65-NA-1 | A24 | 0016-2955-7275-5229-0231 | Juniors
55 | BSBSB055 | PROMETHEAN | 9A653M730K20390054 | AP7E-U65-NA-1 | A18 | 0016-9209-8325-8125-8525 | Juniors
56 | BSBSB056 | PROMETHEAN | 9A653M730K20390055 | AP7E-U65-NA-1 | A23 | 0016-1457-5228-4761-6676 | Juniors
57 | BSBSB057 | PROMETHEAN | 9A653M730K20380332 | AP7E-U65-NA-1 | A20 | 0016-2610-5770-3160-7480 | Juniors
58 | BSBSB058 | PROMETHEAN | 9B656MA44T153A0074 | AP7E-U65-NA-1 | C30 | 0016-9806-0528-9622-0425 | Seniors
59 | BSBSB059 | PROMETHEAN | 9B656MA44T153A0076 | AP7E-U65-NA-1 | C29 | 0016-2084-3347-1353-5332 | Seniors
60 | BSBSB060 | PROMETHEAN | 9B656MA44T153A0073 | AP7E-U65-NA-1 | C28 | 0016-6303-4203-7899-1506 | Seniors
61 | BSBSB061 | PROMETHEAN | 9A653M730K20390103 | AP7E-U65-NA-1 | C20 | 0016-8354-3368-4014-2623 | Seniors
62 | BSBSB062 | PROMETHEAN | 9A653M730K20390104 | AP7E-U65-NA-1 | C18 | 0016-4851-6152-2291-1013 | Seniors
63 | BSBSB063 | PROMETHEAN | 9B656MA44T153A0046 | AP7E-U65-NA-1 | C27 | 0016-2526-7053-5436-0570 | Seniors

## TV
| BSB TV | 97 | 75" is for the classrooms
|  |  | 65" and 32" is for the corridor TV's |  | 65 inch- Model Sky Worth 65SUC9300
CN | Brand | S/N | Model | Class/Office | 1. 00003C4E56FF9961 - WAYNE TV(outside office)
1 | SKYWORTH | 00003C4E56F09929 | 75 INCH SKYWORTH TV | B15 | 2. 00003C4E56DED8EE – Junior Library Corridor
2 | SKYWORTH | 00003C4E56A3A57B | 75 INCH SKYWORTH TV | B16 | 3. 22B0114MMB00113 - Pool TV
3 | SKYWORTH | 00003C4E56F098E8 | 75 INCH SKYWORTH TV | B17 | 4. 22B0114MMB00058- reserved For Mamdouh/Adbulla - - Not connected
4 | SKYWORTH | 00003C4E56A3A5AB | 75 INCH SKYWORTH TV | B18 | 5. 00003C4E56FF98C0 – NURSE
5 | SKYWORTH | 00003C4E56A3A549 | 75 INCH SKYWORTH TV | B19 | 6. 00003C4E56DED811- A32(ICT Room)
6 | SKYWORTH | 00003C4E56A3A5A3 | 75 INCH SKYWORTH TV | B20 | 7. 00003C4E56FF98F8 – KS3
7 | SKYWORTH | 00003C4E56A3A5CD | 75 INCH SKYWORTH TV | B21 | 8. 00003C4E56DED877 – D CORRIODR
8 | SKYWORTH | 00003C4E56A3A58A | 75 INCH SKYWORTH TV | B22
9 | SKYWORTH | 00003C4E56A3A540 | 75 INCH SKYWORTH TV | B26A | 32 inch – Model Sky worth 32STD4000
10 | SKYWORTH | 00003C4E56A3A52A | 75 INCH SKYWORTH TV | C14 | 1.22B0114MMB00433 - Server room Corridor
11 | SKYWORTH | 000008280255CBB0 | 75 INCH SKYWORTH TV | B23 | 2.22B0114MMB00102 – B Corridor
12 | SKYWORTH | 000008280255CB30 | 75 INCH SKYWORTH TV | B29 | 3.22B0114MMB00409 – Year 1 Corridor
13 | SKYWORTH | 00003C4E56FF9961 | 65 INCH SKYWORTH TV | Outside Head of Senior School Office | 4.22B0114MMB00101 – NURSE
14 | SKYWORTH | 00003C4E56DED8EE | 65 INCH SKYWORTH TV | Junior Library Corridor | 5.22B0114MMB00026 – A Corridor
15 | SKYWORTH | 22B0114MMB00113 | 65 INCH SKYWORTH TV | Swimming Pool | 6.22B0114MMB00215 – KS3
16 | SKYWORTH | 22B0114MMB00058 | 65 INCH SKYWORTH TV | reserved For Mamdouh/Adbulla(IT Storage) | 7.22B0114MMB00002 – D01
17 | SKYWORTH | 00003C4E56FF98C0 | 65 INCH SKYWORTH TV | Outside Nurse Office - Jun/Sen Building | 8. 22B0114MMB00478 - reserved - not connected
18 | SKYWORTH | 00003C4E56DED811 | 65 INCH SKYWORTH TV | A32(Junior ICT Room)
19 | SKYWORTH | 00003C4E56FF98F8 | 65 INCH SKYWORTH TV | KS3 CORRIDOR
20 | SKYWORTH | 00003C4E56DED877 | 65 INCH SKYWORTH TV | D CORRIDOR | 9. 0000C4BD8DD3A890D 65SUE9500 - 65 INCH SKYWORTH TV - C10- Broken
21 | SKYWORTH | 22B0114MMB00433 | 32 INCH SKYWORTH TV | Server Room Corrido
22 | SKYWORTH | 22B0114MMB00102 | 32 INCH SKYWORTH TV | B15 Corridor
23 | SKYWORTH | 22B0114MMB00409 | 32 INCH SKYWORTH TV | Year 1 Corridor
24 | SKYWORTH | 22B0114MMB00101 | 32 INCH SKYWORTH TV | Nurse Office
25 | SKYWORTH | 22B0114MMB00026 | 32 INCH SKYWORTH TV | A Corridor
26 | SKYWORTH | 22B0114MMB00215 | 32 INCH SKYWORTH TV | KS3 Corridor
27 | SKYWORTH | 22B0114MMB00002 | 32 INCH SKYWORTH TV | D Corridor
28 | SKYWORTH | 22B0114MMB00478 | 32 INCH SKYWORTH TV | Reserve
29 | SKYWORTH | 0000C4BD8D3AA874B | 65SUE9500 - 65 INCH SKYWORTH TV | A01
30 | SKYWORTH | 0000C4BD8D3AA887E | 65SUE9500 - 65 INCH SKYWORTH TV | A02
31 | SKYWORTH | 0000D09168EB573C | 65SUE9500 - 65 INCH SKYWORTH TV | A03
32 | SKYWORTH | 0000C4BD8D3AA880B | 65SUE9500 - 65 INCH SKYWORTH TV | A04
33 | SKYWORTH | 0000D09168EB5850 | 65SUE9500 - 65 INCH SKYWORTH TV | A05
35 | SKYWORTH | 0000D09168EB5767 | 65SUE9500 - 65 INCH SKYWORTH TV | A15A
36 | SKYWORTH | 0000C4BD8DBA88DC | 65SUE9500 - 65 INCH SKYWORTH TV | A15B
37 | SKYWORTH | 0000C4BD8D3AA8872 | 65SUE9500 - 65 INCH SKYWORTH TV | A17-1
38 | SKYWORTH | 0000D09168D3A88OE | 65SUE9500 - 65 INCH SKYWORTH TV | A17-2
39 | SKYWORTH | 0000D09168D3A87A5 | 65SUE9500 - 65 INCH SKYWORTH TV | A12
40 | SKYWORTH | 0000D09168D3A884A | 65SUE9500 - 65 INCH SKYWORTH TV | A30
41 | SKYWORTH | 0000C4BD8D3A89OC | 65SUE9500 - 65 INCH SKYWORTH TV | B28
42 | SKYWORTH | 0000C4BD8D3A87C3 | 65SUE9500 - 65 INCH SKYWORTH TV | B30
43 | SKYWORTH | 0000D09168EB581C | 65SUE9500 - 65 INCH SKYWORTH TV | B31
44 | SKYWORTH | 0000D09168EB573A | 65SUE9500 - 65 INCH SKYWORTH TV | B32
45 | SKYWORTH | 0000C4BD8D3A877D | 65SUE9500 - 65 INCH SKYWORTH TV | B33
46 | SKYWORTH | 0000D09168EB576A | 65SUE9500 - 65 INCH SKYWORTH TV | B34
47 | SKYWORTH | 0000D09168EB57D4 | 65SUE9500 - 65 INCH SKYWORTH TV | B35
48 | SKYWORTH | 0000D09168EB5763 | 65SUE9500 - 65 INCH SKYWORTH TV | B36
49 | SKYWORTH | 0000D09168EB57BB | 65SUE9500 - 65 INCH SKYWORTH TV | B37
50 | SKYWORTH | 0000D09168EB5735 | 65SUE9500 - 65 INCH SKYWORTH TV | B40
51 | SKYWORTH | 0000D09168EB58OA | 65SUE9500 - 65 INCH SKYWORTH TV | B41
52 | SKYWORTH | 0000D09168EB5856 | 65SUE9500 - 65 INCH SKYWORTH TV | D01
53 | SKYWORTH | 0000C4BD8DD3A87D6 | 65SUE9500 - 65 INCH SKYWORTH TV | D03
54 | SKYWORTH | 0000C4BD8DD3A877E | 65SUE9500 - 65 INCH SKYWORTH TV | D04
55 | SKYWORTH | 0000C4BD8DD3A8772 | 65SUE9500 - 65 INCH SKYWORTH TV | D05
56 | SKYWORTH | 0000C4BD8DD3A87B0 | 65SUE9500 - 65 INCH SKYWORTH TV | D06
57 | SKYWORTH | 0000C4BD8DD3A87A8 | 65SUE9500 - 65 INCH SKYWORTH TV | D07
58 | SKYWORTH | 0000C4BD8DD3A877E | 65SUE9500 - 65 INCH SKYWORTH TV | D08
59 | SKYWORTH | 0000D09168EB5858 | 65SUE9500 - 65 INCH SKYWORTH TV | D09
60 | SKYWORTH | 0000C4BD8DD3A883E | 65SUE9500 - 65 INCH SKYWORTH TV | D10
61 | SKYWORTH | 0000D09168EB574D | 65SUE9500 - 65 INCH SKYWORTH TV | D11
62 | SKYWORTH | 0000D09168EB57D1 | 65SUE9500 - 65 INCH SKYWORTH TV | C04
63 | SKYWORTH | 0000C4BD8DD3A887D | 65SUE9500 - 65 INCH SKYWORTH TV | C05
64 | SKYWORTH | 0000D09168EB5780 | 65SUE9500 - 65 INCH SKYWORTH TV | C06
65 | SKYWORTH | 0000C4BD8DD3A88A5 | 65SUE9500 - 65 INCH SKYWORTH TV | C07
66 | SKYWORTH | 0000C4BD8DD3A88D9 | 65SUE9500 - 65 INCH SKYWORTH TV | C08
67 | SKYWORTH | 0000C4BD8DD3A87E1 | 65SUE9500 - 65 INCH SKYWORTH TV | C09
68 | SKYWORTH | 0000C3C4E56DED6E6 | 65SUE9500 - 65 INCH SKYWORTH TV | C10
69 | SKYWORTH | 0000C4BD8DD3A873F | 65SUE9500 - 65 INCH SKYWORTH TV | C11
70 | TCL | D00650B3073010040 | 75 inch Smart TV | A9
71 | TCL | D00650B307300COCD | 75 inch Smart TV | A11
72 | TCL | D00650B307300FOC7 | 75 inch Smart TV | A27
73 | TCL | D00650B307300F068 | 75 inch Smart TV | A29
74 | TCL | D00650B307300E0DF | 75 inch Smart TV | A28
75 | TCL | D00650B307300COBE | 75 inch Smart TV | B38
76 | TCL | D00650B307300FOB1 | 75 inch Smart TV | B39
77 | TCL | D00650B307300DOF4 | 75 inch Smart TV | MPH PE Store
78 | TCL | 4C0490290F8075070 | 49 inch Smart TV | Swimming Pool
79 | TCL | D00650B307300COF4 | 75 inch Smart TV | C23
80 | TCL | D00650B307300D05D | 75 inch Smart TV | A13
81
82
83
84
85
86
87
88
89
90
91
92
93
94
95
96
97
98

## Audio Visual devices
| BSB A/V | 126
CN | Model | Brand | Description | Location | Qty | Remarks
1 | Yamaha EMX 5016CF | Yamaha | Mixer | ADMIN | 1 | GMP/wholeschool
2 | SLXD4 | SHURE | Lapel | MPH/ADMIN | 3 | GMP/Wholeschool
3 | n/a | Jack Cables | Mic cables | MPH/ADMIN | 7 | GMP
4 | BOSE | Bose | Speaker | MPH | 4 | Permanent fix in MPH
5 | BOSE F1 | Bose | Sub Woofer | MPH | 2 | Big events
6 | Stage pass 600BT | Yamaha | Portable spearker | MPH | 1 | 1Set with built in mixer
7 |  | Stands | Speaker stand | MPH/ADMIN | 7
8 |  | Yamaha | Old speakers | infants | 2 | infant sports hall, eyfs
9 | CBR10 | Yamaha | New speakers | MPH/ADMIN | 4 | Mph
10 |  | ANCHOR | Projector Screen | MPH | 4 | 6th form,IDF,Mph,GC Store
11 |  | Lights | Spot Light Halogen | MPH | 4 | 1 not working
12 |  | Lights | LED PAR | MPH | 5
13 |  | Speaker Cables | Cables for event speakers | MPH | 10 | approx count, it is all in 1 box
14 |  | Power Extension | Power Extensions for events | MPH | 10 | approx count, it is all in 1 box
15 | SM58 | SHURE | Wired microphones | MPH | 6 | 1 is in the Astroturf(football field)
16 | BLX | SHURE | Wireless microphones | MPH | 5
17 | TUH3500 | TOVASTE | Wireless microphones | MPH | 1 | very old
18 | BOSE PRO | Bose | Portabke spearker | MPH | 2
19 | XR18 | Beringer | Mixer with cisco router | MPH | 1
20 |  | Hyundai | Power roll 50m | MPH | 1
21 |  | Modi | Power Roll 25m | MPH | 2
22 |  | JMG | Microphone stands | MPH | 4
23 |  | Showtech | light controller | MPH | 1
24 | CD-C600 RK | Yamaha | CD player | MPH | 1
25 | RM-200m | TUA | PA system | Infants | 1 | 1 set with 4 amp and 1 samsung cd player
26 |  | TUA | PA system | Astroturf | 1
27 | JRA-051A | JEDIA | PA system | Junior/Senior | 1 | 1 set with 3 amp and 1 cd player
28 | 2241 | Coomber | Speaker | Junior/Senior | 4 | GC-1, 3Basement
29 | SSB-120DP | AHUJA | PA system | Junior/Senior | 2 | Installed near sixth form D corridor
30 | Announcement speakers | - | - | Infants | 8 | 2 infants sports hall, 2 MPH, 1 infants playground, 2 EYFS sports hall, 1 infants playground near the gate
31 |  |  |  | Eblock | 2
32 |  |  |  | Astroturf | 3
33 |  |  |  | Junior/Senior | 5 | 1 outisde the main entrance, 4 in basketball court (Not Working)
34 | ipad | Apple | With Charger |  | 1 | with charger, passcode 120121
35 | laptop | Lenovo | With Charger |  | 1 | BSBNB164
36 | Sound Card | M-AUDIO | GMP | IDF | 1
37 | Mic Stand | Hercules |  | IDF/MPH | 6 | 2unboxed
38 | MG10X | Yamaha | MIXER | MPH | 1
39 | MG20XU | Yamaha | MIXER | MPH | 1 | (Faulty)
40 | BLX4R- | SHURE | Coler Mic | MPH | 4 | 3 in MPH
41 | BLX PGA31 | SHURE | Head Microphone | MPH | 6
42 | BC 2000 BT Reciver | On-Stage | Bluetooth Reciver | MPH | 2
43 | HDMI Splitter | ATEN |  | MPH | 1
44 | Tool Kit | INGCO |  | MPH | 1
45 | Power Adapter | Shure | Mic Reciver | MPH | 3 | Spare Unboxed
46 | E845-S | Sennheiser | Wired Mic | MPH/ADMIN | 4 | 1idf Trolley
47 | EPSON X49 | EPSON | Projector | MPH | 7 | (3 in use)
48 | Trolley |  |  | MPH | 1 | (Equipment Carry Trolley Black)
49 | SHURE SM 57 | Shure | Intrument Mic | ADMIN | 2
50 | S1 PRO PLUS | BOSE | Portable Bluettoth Speaker | MPH | 2
51 | EON 712 | JBL | Portable Bluettoth Speaker | MPH/IDF | 2

## Access Control
BSB Access Control |  | 80
CN | Location | Count
1 | Admin | 8
2 | Infants Pool Area | 4
3 | Infants Main Bldg. | 17
4 | Infants Sports Hall | 4
5 | Basketball Area | 2
6 | MPH | 4
7 | S/J Building | 27
8 | Sever Room | 1
9 | Football Area | 8
10 | Basement | 4
11 | Control Room | 1
| Total | 80

## Infants camera
BSB - Infants Cameras
Total Units: | 31
CN | Brand | Model | Serial Number
1 | Canon | IXUS 160 | 113061012064
2 | Canon | IXUS 160 | 113061014334
3 | Canon | IXUS 160 | 113061014093
4 | Canon | IXUS 160 | 113061016679
5 | Canon | IXUS 160 | 113061016683
6 | Canon | IXUS 160 | 113061010783
7 | Canon | IXUS 160 | 113061016680
8 | Canon | IXUS 160 | 113061014332
9 | Canon | IXUS 160 | 113061014326
10 | Canon | IXUS 160 | 113061014329
11 | Canon | IXUS 160 | 113061014336
12 | Canon | IXUS 160 | 113061012633
13 | Canon | IXUS 160 | 113061012626
14 | Canon | IXUS 160 | 113061016685
15 | Canon | IXUS 160 | 113061012638
16 | Canon | IXUS 160 | 113061016684
17 | Canon | IXUS 160 | 113061014337
18 | Canon | IXUS 160 | 113061016681
19 | Canon | IXUS 160 | 113061016688
20 | Canon | IXUS 160 | 113061014335
21 | Canon | IXUS 160 | 113061016686
22 | Canon | IXUS 160 | 113061016676
23 | Canon | IXUS 160 | 113061012062
24 | Canon | IXUS 160 | 113061012636
25 | Canon | IXUS 160 | 113061016678
26 | Canon | IXUS 160 | 113061014327
27 | Canon | IXUS 160 | 113061014331
28 | Canon | IXUS 160 | 113061016677
29 | Canon | IXUS 160 | 113061014330
30 | Canon | IXUS 160 | 113061016689
31 | Canon | IXY | 21015

## Kiosk Machines
BSB - Kiosk Machines & EntrySign Inventory
Kiosk Machines |  |  |  |  | EntrySign — PC Stations by Gate
CN | Asset Tag | Model | Serial Number | Device Status | Gate 1 | [5 empty] | Gate 4 | [5 empty] | SJ-Building / Reception | [5 empty] | Devices with EntrySign Installed
1 | BSBKIOSK5 | EntrySign G3 | G422HV156VV1215051 |  | Account — user: Gate-1, pw: Gg123456 | [5 empty] | Account — user: Gate-4, pw: Gg123456
2 | BSBKIOSK6 | EntrySign G3 | G422HV156VV1215180 |  | # | Machine Tag | TeamViewer ID | TeamViewer Password | Status | Remarks | # | Machine Tag | TeamViewer ID | TeamViewer Password | Status | Remarks | # | Machine Tag | TeamViewer ID | TeamViewer Password | Status | Remarks | # | Name | Department | Device Tag | Brand & Model | Remarks
3 | BSBKIOSK7 | EntrySign G3 | G422HV156VV1215057 |  | 1 | Gate1-01 | 1938675580 | 29evt9 | Working |  | 1 | Gate4-01 | 1938280425 | 165kut | Working | Printer configuration to the software | 1 | SJ-Building |  |  | Working |  | 1 | Abdalla Afify | Operations | BSBNB301 | Lenovo L13
4 | BSBKIOSK1 | EntrySign G3 | ESK23007 |  | 2 | Gate1-02 | 1938884873 | No Password | Working | Printer configuration to the software | 2 | Gate4-02 | 1938349392 | 6k24ch | Working |  | 2 | Reception-01 | 1927741279 |  | Working |  | 2 | Mamdouh Nouri | Operations | BSBNB361 | Lenovo L13
5 | BSBKIOSK2 | EntrySign G3 | ESK23008 | [13 empty] | 3 | Reception-02 | 1936352120 |  | Working |  | 3 | Ismail S. | IT Office
6 | BSBKIOSK3 | EntrySign G3 | ESK23009 | [19 empty] | 4 | Salim K. | IT Office | BSBNB532 | HP
7 | BSBKIOSK4 | EntrySign G3 | ESK23010 | [19 empty] | 5 | Gate 1 | Operations
[23 empty] | 6 | Gate 4 | Operations
[23 empty] | 7 | Irtaza | IT Office

## Monitors n Docking Station- New
1 Monitor in the BSB 2 site, for Mahmoud Helmy
2 Monitors with Ismail off site to his home
1 monitor with Mridula off site to her home
2 monitors with Khadija off site to her home
1 monitor with Robin off site to his home
1 monitor with Diensh off site to his home
CN | Name | Position | School/Department | Assigned Device | Serial Number/Service Tag | Model
1 | Ciaran Mainstone |  | Seniors | Dell E2417H | FPS1SH2 | Dell
2 | Ciaran Mainstone |  | Seniors | Dell E2417H | CKMS792 | Dell
3 | Maha Aloraibi |  | Admin | Dell E2216H | JMK4Y82 | Dell
4 | Jo Piper |  | Admin | Dell E2216H | DLMS792 | Dell
5 | Rob Howe |  | Admin | Thinkvision T22i | VSHF7749 | Lenovo
6 | Liz Stanley |  | Admin | U2422HE | IXVPNM3 | Lenovo
7 | Liz Stanley |  | Admin | U2422HE | 1QW74X3 | Lenovo
8 | Khadija |  | Off site to home | L24e-30 | 1S61A9MARIWLV5HF7736 | Lenovo
9 | Khadija |  | Off site to home | L24e-30 | 1S62B0MAR2WLVNA5Y71H | Lenovo
10 | Amy Branson |  | Admin | Dell E2417H | FYV0SH2 | Dell
11 | Amy Branson |  | Admin | Dell E2417H | HPS1SH2 | Dell
12 | Celine Samara |  | Admin | L24e-30 | 1S62B0MAR2WLVNASY71T | Lenovo
13 | Kristina |  | Admin | Dell U2719D | 9N7WTS2 | Dell
14 | Dinesh |  | Admin | Dell E2417H | FBS1SH2 | Dell
15 | Mamdou |  | Admin | L24e-30 | 1S66BCKAC2WWURB4PXD4 | Lenovo
16 | Mahmoud Helmy |  | Admin | P2422H | CN-OC4VCG-TV200-373-1F2L-A01 | Dell
17 | Ismail Shamoun |  | Admin | Dell U2719D | 7N7WTS2 | Dell
18 | Ismail Shamoun |  | Admin |  |  | HP
19 | Syed Ali |  | Admin | Dell U2719D | D53SC34 | Dell
20 | Syed Ali |  | Admin | Dell P2422H | 3H90NY3 | Dell
21 | Mridula |  | Admin | ThinkVision T24i-2L | 1S62B0MAR2WLVNA5Y711 | Lenovo
22 | Mridula |  | Admin | L24e-30 | 1S66BCKAC2WWURB4PXF2 | Lenovo
23 | Store |  |  | Lenovo L24e-30
24 | Andrew |  | Admin | Lenovo L24e-30 | 1S66BCKAC2WWURB4PWC9 | Lenovo
25 | Wayne |  | Seniors | Lenovo L24e-30 | 1S66BCKAC2WWURB4PXCH | Lenovo
26 | Razan |  | Admin | Lenovo L24e-30 | 1S66BCKAC2WWURB4PX7L | Lenovo
27 | Ahmed fadhul |  | Admin | Lenovo L24e-31 | 1S66BCKAC2WWURB4PXDD | Lenovo
28 | Berna |  | Admin | Lenovo L24e-32 | 1S66BCKAC2WWURB4PX5W | Lenovo
29 | Zara |  | Admin | Lenovo L24e-33 | 1S66BCKAC2WWURB4PXD8 | Lenovo
30 | Kristina |  | Admin | Lenovo L24e-34 | 1S66BCKAC2WWURB4PXCT | Lenovo
31 | Dinesh |  | Off site - Home | Lenovo L24e-35 | 1S66BCKAC2WWURB4PXDB | Lenovo | Off site to his home
32 | Abdhulla Afify |  | Admin | Lenovo L24e-36 | 1S66BCKAC2WWURB4PXF4 | Lenovo
33 | Mamdouh |  | Admin | Lenovo L24e-37 | 1S66BCKAC2WWURB4PXDY | Lenovo
34 | Mahmoud Helmy |  | Admin | Lenovo L24e-38 | 1S66BCKAC2WWURB4PXDZ | Lenovo
35 | Latifa |  | Admin | Lenovo L24e-39 | 1S66BCKAC2WWURB4PXB6 | Lenovo
36 | Store |  |  | E24mvG4 | 1H35140QX8 | HP
37 | Store |  |  | E24mvG4 | 1h35140qwr | HP
38 | Store |  |  | E24mvG4 | 1h35140qwy | HP
39 | Store |  |  | E24mvG4 | 1h35140qx0 | HP
40 | Store |  |  | E24mvG4 | 1h35140qwx | HP
41 | Mridula Vijayan |  | Off site - Home | E24mvG4 | 1h35140qwv | HP | To her home
42 | Store |  |  | E24mvG4 | 1h35140qww | HP
43 | Store |  |  | E24mvG4 | 1h35140q3v | HP
44 | Store |  |  | E24mvG4 | 1h35140qm8 | HP
45 | Store |  |  | E24mvG4 | 1h35140q5j | HP
46 | Store |  |  | E24mvG4 | 1h35140qwz | HP
47 | Store |  |  | E24mvG4 | 1h35140qx2 | HP
48 | Store |  |  | E24mvG4 | 1h35140qwn | HP
49 | Store |  |  | E24mvG4 | 1h35140qqc | HP
50 | Store |  |  | E24mvG4 | 1h35140r84 | HP
51 | Store |  |  | E24mvG4 | 1h35140qwp | HP
52 | Store |  |  | E24mvG4 | 1h35140qqf | HP
53 | Store |  |  | E24mvG4 | 1h35140qkm | HP
54 | Store |  |  | E24mvG4 | 1h35140qm6 | HP
55 | Store |  |  | E24mvG4 | 1h35140qwh | HP
56 | Store |  |  | E24mvG4 | 1h35140qm7 | HP
57 | Store |  |  | E24mvG4 | 1h35140qwj | HP
58 | Store |  |  | E24mvG4 | 1h35140qx7 | HP
59 | Store |  |  | E24mvG4 | 1h35140qws | HP
60 | Store |  |  | E24mvG4 | 1h35140qmd | HP
61 | Store |  |  | E24mvG4 | 1h35140qx3 | HP
62 | Store |  |  | E24mvG4 | 1h35140qm5 | HP
63 | Store |  |  | E24mvG4 | 1h35140qx1 | HP
64 | Store |  |  | E24mvG4 | 1h35140qqj | HP
65 | Store |  |  | E24mvG4 | 1h35140qwg | HP
66 | Store |  |  | E24mvG4 | 1h35140qwq | HP
67 | Store |  |  | E24mvG4 | 1h35140qm9 | HP
68 | Store |  |  | E24mvG4 | 1h35140q5k | HP
69 | Store |  |  | E24mvG4 | 1h35140qks | HP
70 | Store |  |  | E24mvG4 | 1h35140qwm | HP
71 | Store |  |  | E24mvG4 | 1h35140qx9 | HP
72 | Store |  |  | E24mvG4 | 1h35140qm2 | HP
73 | Store |  |  | E24mvG4 | 1h35140qx4 | HP
74 | Store |  |  | E24mvG4 | 1h35140qqp | HP
75 | Salim |  |  | Lenovo L24e-35 | 1S66BCKAC2WWURB4PXBK | Lenovo
76 | Store - Display Issue- Before Dinesh |  |  | Lenovo L24e-35 | 1S66BCKAC2WWURB4PXDO | Lenovo | Decomission
77 | Shahan Khalid |  | Inspired | Lenovo ThinkPad 4 Workstation Dock | ZDHL5TA9 | Lenovo | Docking Station
78 | Shahan Khalid |  | Inspired | Lenovo USB-c Dock | ZVR1KC0N | Lenovo | Docking Station
79 | Robin Cherian |  | Accounts Department | Lenovo ThinkVision T22i-10 | V5HF7737 | Lenovo | Only Monitor- off site home
80 | Fatema Almuwali |  | Accounts Department | Dell E2216H | CN-OXV9JN-72872-633-ATLL-A01 | Dell
81 | Ramy Nageh |  | IT | Lenovo Think VisionT27i-30 | V5TLP428 | Lenovo
82 | Ramy Nageh |  | IT | Lenovo Think VisionT27QD-40 | VNACMF82 | Lenovo
83 | Store |  |  | HP E24 | 3CQ2430QCM | HP
84 | Salim |  | IT | P2422H | CN-0C4VCG | Dell
Note on A7: [Threaded comment] Your version of Excel allows you to read this threaded comment; however, any edits to it will get removed if the file is opened in a newer version of Excel. Learn more: https://go.microsoft.com/fwlink/?linkid=870924 [Tasks] There is a task anchored to this comment that cannot be viewed in your client. Comment: @balcem@thebsbh.com: please start using the sheet now onwards. Assigned to balcem@thebsbh.com
Note on E87: [Threaded comment] Your version of Excel allows you to read this threaded comment; however, any edits to it will get removed if the file is opened in a newer version of Excel. Learn more: https://go.microsoft.com/fwlink/?linkid=870924 [Tasks] There is a task anchored to this comment that cannot be viewed in your client. Comment: @khanmu@thebsbh.com Assigned to khanmu@thebsbh.com

## iPadsMacbooks to be decom
CN | Asset Tag | Model | Serial Number | Device Status
1 | BSBPD042 | 2nd Gen | DN6H7L8EDKNV | Broken screen/obsolete
2 | BSBPD235 | 2nd Gen | DYVJ2SPKDJ8T | Obsolete
3 | BSBPD123 | 2nd Gen | DN6H1BHJDFJ1 | Obsolete
4 | BSBPD216 | 2nd Gen | DYWJ21WWDVD1 | Broken screen/obsolete
5 | BSBPD210 | 2nd Gen | DMPHXBK0DVD1 | Obsolete
6 | BSBPD055 | 2nd Gen | DN6H7GCTDKNV | Obsolete
7 | BSBPD221 | 2nd Gen | DYWJ22H4DVD1 | Obsolete
8 |  | 2nd Gen | DN6H6RA1DKNV | Obsolete
9 |  | 2nd Gen | DYTHX3R1DJ8T | Obsolete
10 |  | 2nd Gen | DN6H7J1JDKNV | Obsolete
11 |  | 2nd Gen | DN6H5PB1DFJ1 | Obsolete
12 |  | 2nd Gen | DMPH637WDKNV | Obsolete
13 |  | 2nd Gen | DMPHXBRGDVD1 | Obsolete
14 |  | 2nd Gen | DN6H1ARVDFJ1 | Obsolete
15 |  | 2nd Gen | DMPHXCN5DVD1 | Obsolete
16 |  | 2nd Gen | DMPHXBLXDVD1 | Obsolete
17 |  | 2nd Gen | DYVJ2M8NDJ8T | Home button broken
18 |  | 2nd Gen | DN6H78ZLDKNV | Broken screen/obsolete
19 |  | 2nd Gen | DN6H1CHYDFJ1 | Obsolete
20 |  | 2nd Gen | DN6H6Z4MDKNV | Obsolete
21 |  | 2nd Gen | DMPHX9EBDVD1 | Obsolete
22 |  | 2nd Gen | DN6H7JVRDKNV | Obsolete
23 |  | 2nd Gen | DYVJ2R1QDVD1 | Obsolete
24 |  | 2nd Gen | DN6H7BTHDKNV | Broken screen/obsolete
25 |  | 2nd Gen | DMPHXCF2DVD1 | Obsolete
26 |  | 2nd Gen | DN6H7BP9DKNV | Obsolete
27 |  | 2nd Gen | DMPHX9M1DVD1 | Obsolete
28 |  | 2nd Gen | DN6H7D60DKNV | Obsolete
29 |  | 2nd Gen | DN6H7JQGDKNV | Obsolete
30 |  | 2nd Gen | DN6GYGXADFJ1 | Obsolete
31 |  | 2nd Gen | DMPHXFL8DVD1 | Obsolete
32 |  | 2nd Gen | DN6H1C4UDFJ1 | Obsolete
33 |  | 2nd Gen | DMQHPC6FDJ8T | Obsolete
34 | BSBPD213 | 2nd Gen | DMPHXBN3DVD1 | Obsolete
35 |  | 2nd Gen | DYVJ2PSFDVD1 | Broken screen/obsolete
36 |  | 2nd Gen | DMQHPEDLDJ8T | Obsolete
37 | BSBPD232 | 2nd Gen | DYVJ2MCNDJ8T | Obsolete
38 |  | 2nd Gen | DMQHPHZTDJ8T | Obsolete
39 |  | 2nd Gen | DYVJ2LVKDJ8T | Obsolete
40 | BSBPD233 | 2nd Gen | DYVJ2TZ8DJ8T | Obsolete
41 | BSBPD234 | 2nd Gen | DYVJ2LU8DJ8T | Broken screen/obsolete
42 | BSBPD167 | 2nd Gen | dywhvr1ddvd1 | Obsolete
43 | BSBPD106 | 2nd Gen | DN6H7JABDKNV | Obsolete
44 |  | 2nd Gen | DMQHPE1DJ8T | Obsolete
45 |  | 2nd Gen | DYVJ2TXTDJ8T | Obsolete
46 | BSBPD162 | 2nd Gen | DMQHPA6FDJ8T | Obsolete
47 |  | 2nd Gen | DYVJ2X0UDVD1 | Obsolete
48 | BSBPD154 | 2nd Gen | DMQHPG5KDJ8T | Obsolete
49 | BSBPD178 | 2nd Gen | DMQHPCLQDJ8T | Obsolete
50 |  | 2nd Gen | DKVJR0RHDKNV | Obsolete
51 | BSBPD230 | 2nd Gen | DYVJ2KW2DJ8T | Broken screen/obsolete
52 |  | 2nd Gen | DYVJ2FZ4DJ8T | Obsolete
53 | BSBPD169 | 2nd Gen | DYWHVMPUDVD1 | Broken screen/obsolete
54 | BSBPD177 | 2nd Gen | DMQHPFE1DJ8T | Obsolete
55 |  | 2nd Gen | DYTHWY71DJ8T | Obsolete
56 | BSBPD170 | 2nd Gen | DYWHVUNQDVD1 | Obsolete
57 |  | 2nd Gen | DYVJ2R53DJ8T | Obsolete
58 |  | 2nd Gen | DYWHVNPADVD1 | Obsolete
59 |  | 2nd Gen | DN6H78ZZDKNV | Obsolete
60 | BSBPD211 | 2nd Gen | DMPHXBK4DVD1 | Obsolete
61 | BSBPD238 | 2nd Gen | DYTHXC42Dj8T | Obsolete
62 |  | 2nd Gen | DVRU14GZDKPH | Obsolete
63 | BSBPD155 | 2nd Gen | DMPHPP3ADJ8T | Obsolete
64 | BSBPD237 | 2nd Gen | DYVJ2R6HDJ8T | Obsolete
65 | BSBPD164 | 2nd Gen | DMQHPD0MDJ8T | Obsolete
66 | BSBPD079 | 2nd Gen | DN6HH1AUADFJ1 | Obsolete
67 | BSBPD121 | 2nd Gen | DN6H19APDFJ1 | Obsolete
68 | BSBPD133 | 2nd Gen | DN6H13R1DFJ1 | Obsolete
69 | BSBPD049 | 2nd Gen | DN6H7D6VDKNV | Obsolete
70 | BSBPD076 | 2nd Gen | DN6H7DCCDKNV | Obsolete
71 |  | 2nd Gen | DN6H1AHFDFJ1 | Obsolete
72 |  | 2nd Gen | DN6H1DE3DFJ1 | Obsolete
73 | BSBPD031 | 2nd Gen | DN6H1AMYDFJ1 | iPAD on bad condition
74 | BSBPD087 | 2nd Gen | DN6H1C3HDFJ1 | Obsolete
75 |  | 2nd Gen | F64K9EB1DFHW | Obsolete
76 | BSBPD095 | 2nd Gen | DN6H17RLDFJ1 | Obsolete
77 | BSBPD88 | 2nd Gen | DN6H19R1DFJ1 | Obsolete
78 | BSBPD100 | 2nd Gen | DN6H7CRADKNV | Obsolete
79 | BSBPD045 | 2nd Gen | DMQGRC8HDFHW | Obsolete
80 | BSBPD016 | 2nd Gen | DN6H7KQ4DKNV | Obsolete
81 | BSBPD114 | 2nd Gen | DN6H68D3DKNV | Obsolete
82 | BSBPD084 | 2nd Gen | DKVGP0RNDFJ1 | Obsolete
83 | BSBPD122 | 2nd Gen | DN6H19K5DFJ1 | Obsolete
84 | BSBPD048 | 2nd Gen | Dn6H7KK4DKNV | Obsolete
85 | BSBPD080 | 2nd Gen | DN6H19S0DFJ1 | Obsolete
86 | BSBPD012 | 2nd Gen | DN6H7BX7DKNV | Obsolete
87 |  | 2nd Gen | DMPHXBLLDVD1 | Broken screen/obsolete
88 |  | 2nd Gen | DMPHXBR5DVD1 | Broken screen/obsolete
89 | BSBPD051 | 2nd Gen | DN6H7K7SDKNV | Obsolete
90 | BSBPD143 | 2nd Gen | DN6H7KT4DKNV | Broken screen/obsolete
91 |  | 2nd Gen | DN6H7D2MKNV | Obsolete
92 |  | 2nd Gen | DYVJ2NG0DJ8T | Obsolete
93 |  | 2nd Gen | DN6H7FY6DKNV | Obsolete
94 | BSBPD092 | 2nd Gen | DN6H1AJFDFJ1 | Obsolete
95 | BSBPD038 | 2nd Gen | DN6H1CWDDFJ1 | Obsolete
96 |  | 2nd Gen | DYTJ2YRWDJ8T | Broken screen/obsolete
97 |  | 2nd Gen | DN6H7HVWDKNV | Obsolete
98 |  | 2nd Gen | DMPHXCSADVD1 | Broken screen/obsolete
99 |  | 2nd Gen | DN6H1A1DFJ1 | Obsolete
100 |  | 2nd Gen | DN6H71ZDKNV | Obsolete
101 |  | 2nd Gen | DYYJ2ZUJDVD1 | Broken screen/obsolete
102 | BSBPD296 | 2nd Gen | DMPNQ9H8FKN | Obsolete
103 | BSBPD104 | 2nd Gen | DN6H7CZ7DKNV | Obsolete
104 |  | 2nd Gen | DMPNQ4FPK11 | Obsolete
105 |  | 2nd Gen | DN6H7CWGDKNV | Obsolete
106 |  | 2nd Gen | DN6H1CXKDFJ1 | Broken screen/obsolete
107 |  | 2nd Gen | DYVHWKOEDJ8T | Broken screen/obsolete
108 |  | 2nd Gen | DMPHXCBEDVD1 | Obsolete
109 |  | 2nd Gen | DN6H19KEDJ1 | iPAD on bad condition(Full broken)
110 |  | 2nd Gen | DN6H1LX8DFJ1 | Obsolete
111 |  | 2nd Gen | DN6H7D5XDKNV | Broken screen/obsolete
112 |  | 2nd Gen | DN6H7D5QDKNV | Obsolete
113 |  | 2nd Gen | DMQHPBA9DJ8T | Broken screen/obsolete
114 |  | 2nd Gen | DN6H1LHDFJ1 | Broken screen/obsolete
115 |  | 2nd Gen | Dn6H7KVGDKNV | Broken screen/obsolete
116 |  | 2nd Gen | DN6H1LB1DFJ1 | iPAD on bad condition(Full broken)
117 |  | 2nd Gen | DN6H7BQRDKNV | Obsolete
118 |  | 2nd Gen | DMQHPHMMDJ8T | Obsolete
119 |  | 2nd Gen | DN6H5A1ZDKNV | Obsolete
120 |  | 2nd Gen | DYWJ22A4DVD1 | Obsolete
121 |  | 2nd Gen | DN6H7K5KDKNV | iPAD on bad condition(Full broken)
122 |  | 2nd Gen | DN6H7BWWDKNV | iPAD on bad condition(Full broken)
123 |  | 2nd Gen | DN6H7HP3DKNV | iPAD on bad condition(Full broken)
124 |  | 2nd Gen | DN6H7BTGDKNV | Obsolete
125 |  | 2nd Gen | DN6H1AMCDFJ1 | iPAD on bad condition(Full broken)
126 |  | 2nd Gen | DYVJ2R05DVD1 | Obsolete
127 |  | 2nd Gen | DKVGW0C80FJ1 | Obsolete
128 |  | 2nd Gen | DYVJ2R2XCVD1 | Obsolete
129 |  | 2nd Gen | DN6H6BV1DKNV | iPAD on bad condition(Full broken)
130 |  | 2nd Gen | DN6H7C6EDKNV | iPAD on bad condition(Full broken)
131 |  | 2nd Gen | DMPHXCNPDVD1 | Obsolete
132 |  | 2nd Gen | DN6GH1NYLDFJ1 | Obsolete
133 |  | 2nd Gen | DN6H1AM1DFJ1 | Obsolete
134 |  | 2nd Gen | Dn6H18ECDFj1 | iPAD on bad condition(Full broken)
135 |  | 2nd Gen | DMPHXBKMDVD1 | Obsolete
136 |  | 2nd Gen | DYVJ2PW7DVD1 | Obsolete
137 |  | 2nd Gen | DN6H7JT1DKNV | iPAD on bad condition(Full broken)
138 |  | 2nd Gen | DMPHXBV8DVD1 | Obsolete
139 |  | 2nd Gen | DN6H7KTXDKNV | Obsolete
140 |  | 2nd Gen | DYTHX678DJ8T | Obsolete
141 |  | 2nd Gen | DN6H2CYJDFj1 | Obsolete
142 |  | 2nd Gen | DN6H1HW4DFJ1 | iPAD on bad condition(Full broken)
143 |  | 2nd Gen | DN6H5AESDKNV | iPAD on bad condition(Full broken)
144 |  | 2nd Gen | DMPHXBNNDVD1 | Obsolete
145 |  | 2nd Gen | DN6H1PNVDFJ1 | Obsolete
146 |  | 2nd Gen | Dn6H7KCNDKNV | Obsolete
147 |  | 2nd Gen | Dn6H1FJ2DFJ1 | Obsolete
148 |  | 2nd Gen | Dn6H7K50DKNV | Obsolete
149 |  | 2nd Gen | Dn6H78HVDKNV | iPAD on bad condition(Full broken)
150 |  | 2nd Gen | DYVJ2SJLDJ8T | iPAD on bad condition(Full broken)
151 |  | 2nd Gen | GB044M4BETV | iPAD on bad condition(Full broken)
152 |  | 2nd Gen | DYVJ23JXDJ8T | Obsolete
153 |  | 2nd Gen | DYTHX17QDJ8T | iPAD on bad condition(Full broken)
154 |  | 2nd Gen | DMPHXCVPDVD1 | Obsolete
155 |  | 2nd Gen | DYTHX1Z4DJ8T | iPAD on bad condition(Full broken)
156 |  | 2nd Gen | DMQHWG7SDFHW | Obsolete
157 |  | 2nd Gen | Dn6H28F8DFJ1 | Obsolete
158 |  | 2nd Gen | DYVHWKB1DJ8T | iPAD on bad condition(Full broken)
159 |  | 2nd Gen | DMPHXC7CDVD1 | Obsolete
160 |  | 2nd Gen | DKVGFOMLDKNV | Broken screen/obsolete
161 |  | 2nd Gen | DN6H7KBEDKNV | Broken screen/obsolete
162 |  | 2nd Gen | DYVJ2ED4DJ8T | Obsolete
163 |  | 2nd Gen | DYTHX6RNDJ8T | Obsolete
164 |  | 2nd Gen | DN6H19DBDFJ1 | iPAD on bad condition(Full broken)
165 |  | 2nd Gen | DN6H7A5SDKNV | iPAD on bad condition(Full broken)
166 |  | 2nd Gen | DYTHKFDSDJ8T | Obsolete
167 |  | 2nd Gen | DN6H1FNHDFJ1 | Obsolete
2025-26
| BSBPD166 | 2nd Gen | DYWHVNT9DVD1 | Obsolete

## Smarboard to be decom
CN | Model | Brand | Serial Number
1 | PROMETHEAN 75" Smartboard | PROMETHEAN | C112230451 | MPH
2 | PROMETHEAN 75" Smartboard | PROMETHEAN | C1112210513 | MPH
3 | PROMETHEAN 75" Smartboard | PROMETHEAN | C1112220599 | MPH
4 | PROMETHEAN 75" Smartboard | PROMETHEAN | C1112220696 | MPH
5 | PROMETHEAN 75" Smartboard | PROMETHEAN | C1210300242 | MPH
6 | PROMETHEAN 75" Smartboard | PROMETHEAN | C1112210507 | MPH
7 | PROMETHEAN 75" Smartboard | PROMETHEAN | C1112220686 | MPH
8 | PROMETHEAN 75" Smartboard | PROMETHEAN | C1112210498 | MPH
9 | PROMETHEAN 75" Smartboard | PROMETHEAN | C1112220693 | MPH
10 | PROMETHEAN 75" Smartboard | PROMETHEAN | C1112220697
11 | PROMETHEAN 75" Smartboard | PROMETHEAN | C1112220762
12 | PROMETHEAN 75" Smartboard | PROMETHEAN | C1206150034
13 | PROMETHEAN 75" Smartboard | PROMETHEAN | C1112220765
14 | PROMETHEAN 75" Smartboard | PROMETHEAN | C1112230505
15 | PROMETHEAN 75" Smartboard | PROMETHEAN | C1112210496
16 | PROMETHEAN 75" Smartboard | PROMETHEAN | C1112220694
17 | PROMETHEAN 75" Smartboard | PROMETHEAN | C1206040656
18 | PROMETHEAN 75" Smartboard | PROMETHEAN | C1112210493
19 | PROMETHEAN 75" Smartboard | PROMETHEAN | C1112210523
20 | PROMETHEAN 75" Smartboard | PROMETHEAN | C1112210515
21 | PROMETHEAN 75" Smartboard | PROMETHEAN | C1112210503
22 | PROMETHEAN 75" Smartboard | PROMETHEAN | C1112210528
23 | PROMETHEAN 75" Smartboard | PROMETHEAN | C1112210520
24 | PROMETHEAN 75" Smartboard | PROMETHEAN | C1112230507
25 | PROMETHEAN 75" Smartboard | PROMETHEAN | C1112210518
26 | PROMETHEAN 75" Smartboard | PROMETHEAN | C1210110268
27 | PROMETHEAN 75" Smartboard | PROMETHEAN | C1112210511
28 | PROMETHEAN 75" Smartboard | PROMETHEAN | C1112230462
29 | PROMETHEAN 75" Smartboard | PROMETHEAN | C1112210497
30 | PROMETHEAN 75" Smartboard | PROMETHEAN | C1307050478
31 | PROMETHEAN 75" Smartboard | PROMETHEAN | C1112230452
32 | PROMETHEAN 75" Smartboard | PROMETHEAN | C1112210491
33 | PROMETHEAN 75" Smartboard | PROMETHEAN | C1112210516
34 | PROMETHEAN 75" Smartboard | PROMETHEAN | C1112210495
35 | PROMETHEAN 75" Smartboard | PROMETHEAN | C1112220700
36 | PROMETHEAN 75" Smartboard | PROMETHEAN | C1112210505
37 | PROMETHEAN 75" Smartboard | PROMETHEAN | C1112230450
38 | PROMETHEAN 75" Smartboard | PROMETHEAN | C1307050479
39 | PROMETHEAN 75" Smartboard | PROMETHEAN | C1112210517
40 | PROMETHEAN 75" Smartboard | PROMETHEAN | C1112220764
41 | PROMETHEAN 75" Smartboard | PROMETHEAN | C1112210494
42 | PROMETHEAN 75" Smartboard | PROMETHEAN | C1112210501
43 | PROMETHEAN 75" Smartboard | PROMETHEAN | C1210110267
44 | PROMETHEAN 75" Smartboard | PROMETHEAN | C1112210502
45 | PROMETHEAN 75" Smartboard | PROMETHEAN | C1112220692
46 | PROMETHEAN 75" Smartboard | PROMETHEAN | C1112210504